## Project Cost Summary
Project Cost Summary
RAHEJA COMMERZONE BOQ CHENNAI
Super Built up Area
Carpet Area | 33640
|  | TOTAL PHASE-1 & PHASE-2 |  | PHASE-1 COMMON AREA |  | PHASE-2 OFFICE AREA
Sr. No. | Particulars | AMOUNT | Rate/per Sqft Carpet | AMOUNT | Rate/per Sqft Carpet | AMOUNT | Rate/per Sqft Carpet | Scope of Work Description
PART A : CIVIL & INTERIOR
1 | CIVIL AND INTERIORS | 0 | 0 | 0 | 0 | 0 | 0
2 | TOILET | 0 | 0
3 | GLASS PARTITIONS & DOORS | 0 | 0 | 0 | 0 | 0 | 0
4 | MODULAR GRID & DESIGNER CEILING | 0 | 0 | 0 | 0 | 0 | 0
5 | CARPET | 0 | 0 | 0 | 0 | 0 | 0
6 | SIGNAGE, FROSTING, GRAPHICS & LOGO | 0 | 0 | 0 | 0 | 0 | 0
7 | BLINDS | 0 | 0 | 0 | 0 | 0 | 0
| TOTAL | 0 | 0 | 0 | 0 | 0 | 0
PART B : MEP SERVICES
1 | ELECTRICAL | 0 | 0 | 0 | 0 | 0 | 0
2 | LIGHT FIXTURES | 0 | 0 | 0 | 0 | 0 | 0
3 | HVAC | 0 | 0 | 0 | 0 | 0 | 0
4 | FIRE ALARM SYSTEM | 0 | 0 | 0 | 0 | 0 | 0
5 | FIRE FIGHTING SYSTEM | 0 | 0 | 0 | 0 | 0 | 0
6 | PUBLIC ADDRESS SYSTEM | 0 | 0 | 0 | 0 | 0 | 0
7 | FIRE EXTINGUISHER | 0 | 0 | 0 | 0 | 0 | 0
8 | ACCESS CONTROL SYSTEM | 0 | 0 | 0 | 0 |  | 0
9 | CCTV | 0 | 0 | 0 | 0 | 0 | 0
10 | WLD&RR | 0 | 0 | 0 | 0 | 0 | 0
11 | UPS & BATTERIES | 0 | 0 | 0 | 0 | 0 | 0
12 | VAV BOXES | 0 | 0 | 0 | 0 | 0 | 0
| TOTAL | 0 | 0 | 0 | 0 | 0 | 0
PART C : IT & AV
1 | IT PASSIVE | 0 | 0 | 0 | 0
2 | IT ACTIVE (ACCESS POINTS & SWITCHES) | 0 | 0 | 0 | 0
| TOTAL |  | 0 | 0 | 0 | 0 | 0
PART D : FURNITURE
1 | MODULAR FURNITURE (WORK STATION, MEETING ROOMS ETC.) | 0 | 0 | 0 | 0 | 0 | 0
2 | CHAIRS | 0 | 0 | 0 | 0 | 0 | 0
3 | LOOSE FURNITURE (INCL. CAFETERIA) | 0 | 0 | 0 | 0
| TOTAL | 0 | 0 | 0 | 0 | 0 | 0
| TOTAL SUMMARY | 0 | 0 | 0 | 0 | 0 | 0
Note:- GST & Labour Cess shall be extra as applicable
Exclusions:

## SOW
| Head | SOW
| Server Room/Electrical Room | Fire rated partition / wall with 2 hour fire rated door of size 1200X2400 with vision panel. 300 Raised flooring for server room and Antistatic Vnyle for Electrical & UPS rooms Grid celing in server room and other electrical and ups will be open celing.
| Flooring | 4x2 Tiles in all Toilets, passages, corridor & BOH areas. 4x2 wall tiles on toilet wall and subway designer tiles on washwasin counter wall. Reception ittlain marble & Pantry area - 8X6/6x4/4x2/4x4 Designer tiles or wooden tiles as per approved 3d. Nylon carpet for common conference & Meeting rooms with self levelling . Raised Floor for server room and Antistic vinyal for electrical room & UPS Room.
| Ceiling | Workstation Area Open Ceiling and Decrotive acoustic celing with POP Punning, surface lavelling. Closed room - Modular Grid Silhoutte Sanduel finish tiles with 0.9/ NRC with Z profile in corner with gypsum Band. Common passage area with gypsum false ceiling with trapdoor as per service required.. For TOP Floor - Gypsum Sandwich Thermal insulation on the ceiling as per HVAC Load sheet. Designer / acoustci /Baffle celing for Recpetion area.
| Partition & Doors | 100mm GI/ Alu. partition with single layer gypsum and single layer mdf on both side for all modules and 100 mm partition for conference room & common area meeting rooms. KG/M3 density acoustic infill Rcokwool insulation with tissue paper. Nogging Channel to be considered at 1200MM. Intermediate Partition 100MM with 64KG Rockwool. All partition till true ceiling level, Portal support for glass door min. 100 MM width for portal. DGU Glass partition - 45X25 mm Alum. anodized extruded sections with 6mm toughened doubled glass 8' height Glass to glass joint with H & L profiles. Glass partition of modules 50% & balance 50% with gypsum up to 8'height, Above 8' till true ceiling - Solid partition. DGU Glass doors - Alum. anodized frame with style shutter door of 8ft H with handle, door closer, lock 4 hinges. Max 50:50% ratio for Glass & Gypsum. Critical Room, - 2hrs fire rated door along with vision panel
| Toilet ( not applicable) | Waterproofing up to 450 MM on walls and complete flooring Sanitary & Fixtures - As per make list, 3D'3 and approvals CPVC Pipes, Traps & Plumbing lines Exhust Fan
| Closed room/Cabins | Acoustic board - 2 wall inside each meeting room & cabin with 8ft band
Lacquered glass finished with HAT Section - 1 wall inside each meeting room & cabin with 8ft band Conference room - Full Height Acoustic on 3 walls and 1single wall completed acoustic
| Paint with POP | 3 coats of Putty, 1 coat of primar & 2 coat of Royal paint in all area and verticle surfaces and premium emulision on false & true ceiling. Texture Paint/other paints as per 3D design
| Blinds | Roller blinds along with external glazing / windows with laminated ply pelmet
| Skirting | 50mm Ht. Aluminium anodised skirting matching with glass partition finish
| Corner Guard/Transition Profile | Aluminium Corner Guard -25MM L shape for all edges - Transition Profile for all Flooring junction
| List of Joinery items & Designer Elements | Corien Reception table, Security desk, Repro Counter, island sofa, Pantry counter with overhead & under counter storage, Slotted angle racks for pantry store, café store & store behind pantry counter, Ruggs, Floated ceiling, Designer ceiling, Designer wall, Designer lights etc. Loose Furniture : Cafe Furniture, Reception lounge Furniture, Sofa, Pods, Phonebooth. As per 3D
| Frosting | 4ft height frosting as per approved pattern & design on all glass partition & doors
| Reception Logo/Signage | Reception backdrop with backlite LED signage, As per 3D , Evacuation MAP & Directional Sgnages, Compliance & Service signages and Graphics as per 3D
MEP
| ELECTRICAL | 3 Raw power per desk Industrial socket for server & HVAC. Weather prrof box for TPN + RCCB Power,UPS,Emergency,VRV & lighting DB. Lights - Linear/circular suspended lights as task lights Lights - Downlights in the passage area Designer lights in the café, pantry, reception etc, to be provided 10% emergency lights with MCB control, separate MCB for each module. Regular lights with switch control CEIG approval to be obtained Panels & DB's for electrical, including UPS & HVAC - As per standards All Cables & Wires as per the load calculations for HVAC, Main Panels, DB's, UPS Ceiling raceway/Cable Tray - With paint finished in the open ceiling area, all wires & Cables should be in the cable tray. No cable/conduit should be visible in the ceiling Chipping of screed & Raceway / conduiting for AV & DATA to be part of electrical works Power cable from our panel to AHU, builder provided DB's inside the electrical room for the common area to be provided Body earthing - Tap-off from the builder's electrical room, 2 runs required GI earthing 25x6 MM strip for all the panels & DB's, including HVAC, tap off required in our electrical room with bus bar UPS neutral earthing & Server rack earthing - 4 Copper earth pits as per builder provided location. 16 sqmm x 1 core wire required for all UPS & Server Rooms, tap off point require in server room
| LIGHT FIXTURES | Linear LED with Box fitting, Down Lights, Cylindrical lights, 2x2 penal lights to be considered as per specifications. Lux Level to maintain at 450. Decorative Lights to consider. Lights as per 3D
OPTION-1 | HVAC (VRF HIGH SIDE + LOW SIDE) | VRV/VRF System Casset Ac in meeting Rooms + Ductable Ac in open area with Fresh air sytem. CRC Controller Copper pipe form indor to outdoor with insulation, Drain Pump if required etc. All copper pipe & Drain pipe through cable tray UPS, Battery & Server room - N+1 Configuration VRV/VRF sytem with auto sequencing panel to be provided. Separate Ductable Unit for the cafeteria. Exhaust system for washrooms & Cafeteria with fresh air.
OPTION-2 | HVAC (AHU LOW SIDE ) | Builder provided AHU Indoor required temperature - 23 +- 1 Degrees Celsius AHU room wall acoustics, Plenum, Ducts, fire damper, supply & return air grill/ diffuser with VAV to be provided. All closed room require temrature controller i.e VAV VFD require in all AHU False ceiling area - Rectangular duct Open ceiling area - 22G Elliptical duct with power coated/as per approved 3D & curve/concealed grill to be provided. Fire dampers for supply & return air Return Air provisions 1.5 times of supply UPS, Battery & Server room - N+1 Configuration VRV/VRF sytem with auto sequencing panel to be provided. Separate HVAC Unit for the cafeteria
OPTION-3 | HVAC (AHU HIGH SIDE ) | AHU,CAHU & FCU required as per heat load with 50- 55 DB level with specificaton 50 mm puff, Ac motor. Incudling all MS pipe with insulation and drain pipe and drain pump if required Valves package butterfly, balancing ,Temperature Guage, Pressure gugage and 2 way valve with thermostate for section and discharge pipe.
| FIRE ALARM SYSTEM | Addressable type fire alarm system with armoured cable inline with NBC to be provided. Fire panel integration with - Emergency exits with panic bar, AHU, HVAC VRF/ VFV system, Access control system, PA system & other as required by local norms & NBC
| FIRE FIGHTING SYSTEM | Tap-off from existing lines as per builder provisions. Provisions and installtion as per NBC open area
| PUBLIC ADDRESS SYSTEM | Zone wise PA system with surface / wall mounted speakers to be provided. PA consol system with recorded fire integrated system.
| FIRE EXTINGUISHER | provide clean agent systems for critical rooms. Provide fire extinguishers for the entire floor as per NBC norms. Provide fire safety signages and fire exit / evacuation plans, etc.
| ACCESS CONTROL SYSTEM | Considered access control for entry exit and criticals rooms doors
| CCTV | Entire common area to be captured including passage with IP based camera pro model DS-2CD3161G2E-LIU (CCTV) with NVR with two sata slot , 30 Days recording (with UPS Connection) with CAT6 cables. PoE switch CBS350 can be shared with ACS. CCTV with cantilever stand to be provided. PoE switch part of IT passive.
| UPS & BATTERIES | UPS/Inverter for emergency lights (1 nos. 3KVA) - Emergency lights for entire area including inside each module to be considered with 90 Mins backup. Fire panel, Meeting room screens, AV equipment's, ACS also to be connected on this UPS/Inverter. 5 KVA UPS For server rack and 20 kva for workstation
PART C : IT & AV
| IT PASSIVE | 2 LAN port per desk including all closed Rooms with CAT6 Cable, Raceway & other provisions to be done for 2 cable per desk. ( Raceways & conduit part of electrical cost) CAT 6A Duel Cabling for Access Point with catiliver Stand and duel port face plate Cabling for CCTV, AccessControl also to be considered within IT passive scope Cabling for Accesspoint CAT6A (Dual Cable) with IO face plate and patch penal server & Network racks with PDUs and patch panel.
| IT ACTIVE (ACCESS POINTS & SWITCHES) | client scope
| AV SYSTEM (considered in CCTV cost) | client scope
PART D : FURNITURE
| MODULAR FURNITURE (WORK STATION, MEETING ROOMS ETC.) | Modular workstation 3.5/4/5ft. With indvidual pedastal & partition Screen. front side modesty inculded. Modular Closed room furniture i.e Meeting room, manager Cabin, conference room etc. as per the approved shop drawings. -
| CHAIRS | Workstation - Adjustable back & arm rest, mesh chair wih hydrolic adjustment, BIFMA Certified 5years warrantee + Headrest for Conference room along with designer chairs and deisgner meeting rooms chairs
| LOOSE FURNITURE (INCL. CAFETERIA) | As per the approved 3D layout & approved samples and material deck
| DESIGNER & MKT. ELEMENT | As per the approved 3D layout & approved samples and material deck
| MISC. PURCHASE | Fridge, Microwave, HK Equipments, Toilet accessories, Mats etc.
| FAÇADE SIGNAGE | LED Signages as per 3D

## C&I Make List
91SPRING BOARD
# C & I MAKE LIST
Sr. No. | PRODUCT CATEGORIES | 91S MAKE LIST
1 | ADHESIVES FOR CARPENTRY WORKS
| RUBBER BASED / GLUE / EPOXY BASED ADHESIVES | PIDILITE FEVICOL
2 | ANCHORS G FASTENERS
| MECHANICAL / CHEMICAL ANCHORS | ANCHOR/HILTI EQUIVALENT
| SCREWS | ANCHOR/HILTI EQUIVALENT
3 | CEILING / PARTITION
| GYPSUM CEILING SYSTEMS | USG/GYPROC
| GYPSUM PARTITION SYSTEMS | USG/GYPROC
| FIRE RETARDANT PARTITION SYSTEMS | USG/GYPROC
| GRID CEILING SYSTEM | SAINT GOBAIN /USG BORAL
| AXIOM TRIM | TECHNO/ARMSTRONG
| METAL PLAIN CEILING | TECHNO/ARMSTRONG
| METAL PERFORATED CEILING | TECHNO/ARMSTRONG
| SLIDING FOLDING OPAQUE PARTITION SYSTEMS | HAFELE/OZONE/EQUIVALENT/AS PER 3D & CUSTOM MAKE
| SLIDING FOLDING GLASS PARTITION SYSTEM | HAFELE/GEZE/OZONE/EQUIVALENT
| ACOUSTIC BAFFLE / SCREEN | AS PER 3D & CUSTOM MAKE TRANQUIL
4 | BUILDING MATERIAL
| GYPSUM PLASTER | GYPROC
| CONSTRUCTION BLOCKS | AS PER AVAILABILITY
| ORDINARY PORTLAND CEMENT | ULTRATCH/ACC
| WHITE CEMENT | BIRLA/JK WHITE
| WATER PROOFING | PIDILITE
| METAL FRAMES | USG
| CONCEALED WALL ANGLE GUARDS | USG
| STRUCTURAL STEEL | SAIL/APPOLO
| REINFORCEMENT STEEL | SAIL/APPOLO/JINDAL
5 | CEILING/PARTITION ACCESSORIES G COMPONENTS
| JOINTING COMPOUND FOR GYPSUM PARTITIONS | USG
| PAPER TAPES FOR GYPSUM PARTITIONS | USG
| DRY WALL TOP COAT FOR GYPSUM PARTITIONS | USG
| G.I. FRAMES & ACCESSORIES FOR MODULAR/FALSE CEILINGS | USG
| INSULATION | ROCKWOOL
| ALUMINIUM | USG
6 | FLOORING
| ENTRANCE MAT | 3M
| VITRIFIED TILE | KAJARIA/JONSON/SOMANI
| MARBLE | AS PER 3D, MAKE TO ORDER
| GRANITE | SHRIRAM/EQUIVALENT -AS PER 3D, MAKE TO ORDER
| VINYL FLOORS | WONDER FLOOR/LOCAL INDIAN
| ANTI STATIC VINYL FLOORS | WONDER FLOOR/LOCAL INDIAN
| SPORTS FLOOR | WONDER FLOOR/LOCAL INDIAN
| CAVITY FLOOR SYSTEMS | UNI FLOOR/EQUIVALENT
| LUXURY VINYL TILE FLOORING | WONDER FLOOR/LOCAL INDIAN
| CARPET | PP/NYLON - EURONICS/WELSPUM/MOHAWK OR EQUI.
| SELF LEVELING | FINESSE/EQUIVALENT
| EPOXY FILLER | LATICRETE EPOXY BASE
| INTEGRAL WATER-PROOFING COMPOUND | PIDILITE/ROFF
7 | WALL FINISHING
| CERAMIC TILE | KAJARIA/JOHNSON/SOMANI
| DECORATIVE WALL TILES | KAJARIA/JOHNSON/SOMANI
| WALLPAPER | KORIEN MAKE/INDIAN MAKE
| WRITING LACQUERED GLASS | SAINT GOBIAN/MODI GUARD
| PLAIN ACOUSTIC PANELS | TEACHNO/EQUIVALENT
| RIBBED ACOUSTIC PANELS | TECHNO/EQUIVALENT
| SOFA FABRIC | AS PER 3, MAKE TO ORDER
8 | FILMS
| VINYL FILMS | WONDER FLOOR/ 3M / IMPORTED
| FROSTED FILMS | 3M/LG/AVERY
G | BLINDS G DRAPERY
| ROLLER BLINDS | ARTLINE
10 | HARDWARE
| DOOR HINGES | OZONE/DORSET/HETTICH
| DOOR CLOSERS | OZONE/DORSET/HETTICH
| FLOOR SPRINGS | OZONE/DORSET/HETTICH
| DOOR LOCKS | OZONE/DORSET/HETTICH
| PULL HANDLES | OZONE/DORSET/HETTICH
| STORAGE HINGES | EBCO/EQUIVALENT
| TELESCOPIC DRAWER CHANNELS | EBCO/EQUIVALENT
| KITCHEN DRAWER BASKETS | EBCO/EQUIVALENT
11 | BOARDS
| MOISTURE RESISTANT GYPSUM BOARD | USG BORAL/ GYPROC
| PLAIN GYPSUM BOARD | USG BORAL/ GYPROC
| FIRE RETARDANT GYPSUM BOARD | USG BORAL/ GYPROC
| CEMENT BOARDS | EVEREST/EQUIVALENT
| CALCIUM SILICATE BOARD | RAMCO- HILUX/USG BORAL
| PRE- LAMINATED PARTICLE BOARD | GREENLAM/ASIAN/CENTURY
| PLAIN PARTICLE BOARD | GREENLAM/ASIAN/CENTURY
| MARINE PLY WOOD | GREENLAM/ASIAN/CENTURY/KITPLY
| COMMERCIAL BLOCK BOARD | GREENLAM/ASIAN/CENTURY/KITPLY
| FLUSH DOORS | GREENLAM/ASIAN/CENTURY/KITPLY
| COMMERCIAL PLY | GREENLAM/ASIAN/CENTURY/KITPLY
| LAMINATES | GREENLAM/ASIAN/CENTURY/KITPLY
| MEDIUM DENSITY FIBRE BOARDS | GREENLAM/ASIAN/CENTURY/KITPLY
| MIRROR | SAINT GOBIAN/MODY GAURAD/AIS
| CORIAN | DUPONT/LG/EUIVALENT
12 | PAINTING G POLISH WORKS
| EMULSION PAINTS | ASIAN/BERGER/NEROLAC
| PLASTIC PAINTS | ASIAN/BERGER/NEROLAC
| ENAMEL PAINT | ASIAN/BERGER/NEROLAC
| TEXTURE PAINT | ASIAN/BERGER/NEROLAC
| WALL PUTTY | JK/BIRLA
| ACRYLIC PAINTS | ASIAN/BERGER/NEROLAC
13 | MISCELLANEOUS
| TRAP DOOR | INDIAN MAKE
| SILICON | PIDILITE/AROLITE/EQUIVALENT
| FIRE BARRIER | 3M/HILTI
| SLOTTED ANGEL RACK | INDIAN MAKE
| COMPACTORS SYSTEM | INDIAN MAKE
14 | SKIRTING AND TRIMS
| ALUMINIUM SKIRTING | KUBIK/BOTTOMLINE/VEDIC
| ALUMINIUM EXPOSED WALL ANGLE GUARDS | KUBIK/BOTTOMLINE/VEDIC
| ALUMINIUM PROFILES , STAIR EDGINGS, WALL TRIMS | KUBIK/BOTTOMLINE/VEDIC
| ALUMINIUM TRANSITION PROFILES | VEDIC/BOTTOMLINE/KUBIK
| ALUMINIUM WALL GUARDS | VEDIC/BOTTOMLINE/KUBIK
| ALUMINIUM DUSTER HOLDER | INDIAN MAKE
15 | PLUMBING G SANITATION
| UPVC PIPES | ASTRA/SUPREME/EQUIVALENT
| SANITARY WARES | HINDWARE/JAQUAR/EURONICS
| CP FITTINGS & FIXTURES | HINDWARE/JAQUAR/EURONICS
| SINK | NIRALI/EUIVALENT
| TOILET CUBICAL | MERINO/ ACTION TESHA
16 | FIRE RATE GLASS PARTITION AND DOORS
| GLASS FIRE RATED PARTITION | SHAKTI/GALAXY/EQUIVALENT
| GLASS FIRE RATED DOOR | SHAKTI/GALAXY/EQUIVALENT
| METAL FIRE DOOR | SHAKTI/GALAXY/EQUIVALENT
17 | MODULAR GLASS PARTITION AND DOORS
| MODULAR GLASS PARTITION & DOORS | KUBIK/BOTTOMLINE/VEDIC
18 | FURNITURE & FIT OUTS
| WORKSTATIONS | DESKZONE/SSI/WALSPACE/ASK MODULAR
| WORKSTATION PRIVACY PANELS | DESKZONE/SSI/WALSPACE/ASK MODULAR
| MEETING ROOM TABLES | DESKZONE/SSI/WALSPACE/ASK MODULAR
| HIGH DESK / BAR TABLES | SLN/SSI/BOSQ
| CHAIRS - WORKSTATIONS (adjustable Arm Rest, Lumber Support,Nylone Base, 2 way locking Machanism) | BOSQ/AMARDEEPEQUIVALENT
| CHAIRS - MEETING & CONFERENCE ROOMS | FEATHERLITE /BOSQ/AMARDEEP/ EQUIVALENT
| PEDESTALS / LOCKERS | DESKZONE/SSI/WALSPACE
| STORAGE - MID HEIGHT | SLN/SSI/DREAM/WALSPACE/CUSTOM MAKE
| SHELVES / RACKS | SLN/SSI/DREAM/WALSPACE/CUSTOM MAKE
| LOOSE FURNITURE | MIRAI/ MAYURI/ CHAIRSHOP/AMARDEEP/DREAM MODULAR/BOSQ OR EQUIVALENT
| CAFETERIA FURNITURE | MIRAI/ MAYURI/ CHAIRSHOP/AMARDEEP/DREAM MODULAR/BOSQ OR EQUIVALENT
DOORS
| ALLUMINIUM ANODIZE DOOR FRAME / STYLE DOOR | KUBIK/BOTTOMLINE/VEDIC
| METAL FIRE DOOR | SHAKTI/HORMON/GALAXY
| GLAZED FIRE DOOR | SHAKTI/HORMON/GALAXY
| WOODEN FIRE DOOR | NAVAIR / MPP / SHAKTI HORMON
| WOODEN | MARINO/GREENPLY/EVERGREEN
GLASS
| GLASS | SAINT GOBAIN/ASAHI/MODIFLOAT OR EQ.
| MIRROR | SAINT GOBAIN/ASAHI/MODIFLOAT OR EQ.
| FIRE RESISTANT GLASS | SAINT GOBAIN FIRE PROOF GLASS OR EQ.
| LACQUERED GLASS | SAINT GOBAIN / ASAHI/ MODIFLOAT OR EQ
FABRIC
| FABRIC | SYMPHONY / ASIAN / NEXGEN /RESPONSE OR EQ

## MEP Make List
91SPRING BOARD
# MEP MAKE LIST
Sr. No. | PRODUCT CATEGORIES | 91S Make List
ELECTRICAL
1 | PVC FRLS CONDUIT PIPE AND ACCESSORIES | AKG/ VIP / PRECISION
2 | PVC FRLS FLEXIBLE PIPE | AKG/ VIP / PRECISION
3 | MS CONDUIT AND ACCESSORIES | AKG/BEC
4 | PVC FRLS COPPER CABLES | POLYCAB / RR CABLE / KEI/ Havells
5 | PVC FRLS COPPER WIRES | POLYCAB / RR CABLE / KEI/ Havells
6 | SWITCHES & SOCKETS | SCHNEIDER /LEGRAND/ GREAT WHITE/HAVELLS
7 | DB & MCB | SCHNEIDER/LEGRAND/ABB
8 | FLOOR BBOX | MK / CONNECT
9 | INDUSTRIAL SOCKET | NEPTUNE / LEGRAND/ SCHNEIDER
10 | LT CABLES | POLYCAB / HAVELLS / FINOLEX/ RR CABLES
11 | CABLE GLANDS | DOWELLS / COMEX / HMI
12 | LUGS | DOWELLS / COMEX
13 | CABLE TRAY /RACEWAY 2mm tk. | COPPER-B LINE/INDEANA/ ELCON/ SIMCOSTEEL/ EATON
14 | Wiremesh trays | STALCON/VENUS/MEM/ANJUM
15 | LIGHT FITTINGS | PHILLIPS/SIGNIFY/WIRPO & EQ.
16 | LIGHT FITTINGS- DESIGNER | AS PER DESIGNER CHOICE
17 | ELECTRICAL PANELS | LIMRA POWER/AAA/ CPRI certified fabricators
18 | MCB /MCCB | SCHNEIDER/ABB/L&T/LEGRAND
19 | Meters & Relays | SELEC / PROK DEVICES
20 | CTs & PTs | KAPPA / KALPA / SELEC
21 | PUSH BUTTONS | TECHNIC / ABB / SCHNEIDER
22 | INDICATING LAMPS (LED TYPE) | TECHNIC / ABB / SCHNEIDER
23 | UPS | EMERSON/VERTIV / SOCOMEC / EATON
24 | BATTERIES | EXIDE/QUANTA/AMERON
25 | DEDICATED EARTHING | ERICO / ASHLOK
26 | INVERTER | SU KAM / LUMINUS / MICROTEK
27 | MAIN LT PANEL GEAR SWITCH | SCHNEIDER/LEGRAND/ABB/ L&T
FIRE ALARM SYSTEM
1 | FAS Panel COMPONENTS (Adressable ) | HONEYWELL/ Notifier/RAVEL/MORLEY
2 | DETECTORS | HONEYWELL/ Notifier/RAVEL/MORLEY
3 | RESPONSE INDICATOR | HONEYWELL/ Notifier/RAVEL/MORLEY
4 | MANUAL CALL POINT | HONEYWELL/ Notifier/RAVEL/MORLEY
5 | HOOTER CUM STROBE | HONEYWELL/ Notifier/RAVEL/MORLEY
6 | CONTROL / MONITOR MODULES | HONEYWELL/ Notifier/RAVEL/MORLEY
7 | CABLES | POLYCAB/CALIPLAST /BONTON/EXCEL
8 | CONDUITS | AKG/VIP/ PRECISION/AKG/BEC
PUBLIC ADDRESS SYSTEM
1 | PA SPEAKERS | HONEYWELL / BOSCH/
2 | AMPLIFIER | HONEYWELL / BOSCH
2 | CONTROLLER | HONEYWELL / BOSCH
3 | CABLES | POLYCAB/CALIPLAST /BONTON/EXCEL
4 | MS CONDUIT AND ACCESSORIES | AKG/BEC
ACS & CCTV SYSTEM
1 | ACS CONTROLLER | SUPREMA/ SPECTRA
2 | READER | SUPREMA/ SPECTRA
3 | CAMERA | HIKVISION /HONEYWELL
4 | NVR | HIKVISION /HONEYWELL
5 | CABLES | D-LINK/ POLYCAB/CALIPLAST /EXCEL
6 | MS CONDUIT AND ACCESSORIES | AKG/BEC
7 | POE SWITCH | CISCO
RODENT & WLD
1 | RODENT PANEL & TRANSDUCERS | MASER
2 | WLD PANEL | STAR
PHE
1 | PVC PIPES & FITTINGS | ASTRAL / ASHIRWAD / SUPREME
2 | BALL VALVE | ZOLOTO /LEHRY/LEADER
3 | CP / SANITARY FIXTURES | JAQUAR / CERA/KOHLER
4 | GEYCER | CROMTON/ AO SMITH / JAQUAR
5 | LIFTING STATION | KESSEL / ZEHNDER
6 | SS SINK | NIRALI
7 | HAND DRYER | EURONICS
FIRE FITTINGS & FIRE PROTECTION SYSTEM
1 | G.I. / M.S. PIPES (IS : 1239 / IS :3589) | TATA /JINDAL (HISSAR)
2 | STANDARD GI FITTINGS | UNIK
3 | FORGED STEEL FITTINGS | DRP/VS ENGINEERINGJK FORGING
4 | SPRINKLER | TYCO / SAFEX / VICTAULIC
5 | FLEXIBLE DROP | TYCO / SAFEX / VICTAULIC
6 | BALL VALVE | ZOLOTO /SANT
7 | CI SLUICE VALVE | ADVANCE/AUDOC
8 | BUTTERFLY VALVE | ADVANCE/AUDOC
9 | CHECK VALVE | ZOLOTO/AIP/SKS/
10 | PRESSURE GAUGE | H GURUFIEBIG
11 | GUN METAL BRANCH PIPE | PAD MINI/LIFEGUARD/MINIMAX
12 | INSTALLATION CONTROL VALVE | TYCO /HD
13 | SPRINKLER HEADS | TYCO, HD
14 | WATER FLOW SWITCH | SYSTEM SENSOR SPRAY SAFE
15 | ELECTRONIC LEVEL INDICATOR | MINILEC /PUMPTCOL
16 | WELDING RODS | ADVANI OR EQUIVALENT
17 | FASTNER | HILTI/ FISHER
18 | EXTINGUISHER | SAFEX / KANNEX
19 | FIRE CURTAIN | ORIENT / KENT
20 | GSS - NOVEC | KIDDE / SAPPHIRE / SINOREX
HVAC
1 | VRF/SPLIT AC | DAIKIN /TOSHIBA/ BLUESTAR/CARRIER
2 | VENTILATION FANS | CARYAIRE / SYSTEM AIR / OSTBERG
3 | DOL STARTER PANEL / SEQUENTIAL CONTROLLER | TITATIX / POWER ELECTRONIC SYSTEMS
4 | DRAIN PIPING - CPVC | SUPREME / ASTRAL / ASHIRVAD
5 | DRAIN PUMP | ASPEN / MICRODAM/ MAXFLOW
6 | FIRE DAMPER - UL 555S CERTIFIED | RUSKIN TITUS / GREEN HECK / SYSTEMAIR
7 | FIRE DAMPER - UL 555 LISTED | AIR MASTER / SYSTEMAIR
8 | MOTORIZED ACTUATORS | BELIMO / HONEYWELLL
9 | GI SHEETS | JINDAL / TATA STEEL / ESSAR
10 | WIRE DUCT SUPPORTS | GRIPPLE / HI TECH
11 | ROD DUCT SUPPORTS | HITECH / FISCHER / INDIANA
12 | FACTORY FABRICATED GI RECTANGULAR DUCT | ROLASTAR/ZECO/WAVE/DUCTTECH
13 | FACTORY FABRICATED SPIRAL OVAL DUCT - GI | DUCTOFAB/ROLASTAR/ZECO/WAVE/DUCTTECH
14 | SPIGOT / BUTTERFLY DAMPERS / GI VCD | SYSTEMAIR/ AIR MASTER
15 | NITRILE RUBBER INSULATION (CLOSED / OPEN CELL) | KFLEX / ARMA FLEX
16 | ROCK WOOL THERMAL INSULATION | UP TWIGA / KIMMCO / OWNES CORNING
17 | INSULATED FLEXIBLE DUCT | UP TWIGA / ATCO
18 | UNINSULATED FLEXIBLE DUCT | UP TWIGA / ATCO
19 | SUPPLY / RETURN AIR DIFFUSERS / GRILLES / LOUVERS / JET NOZZLES / LINEAR SLIT / SLOT DIFFUSER | SYSTEMAIR/ AIR MASTER
20 | POWER AND CONTROL CABILING | POLYCAB / BENTON / ANCHOR
21 | POWDER COATED GI CABLE TRAY | PUSHPAK / INDIANA / EQUAVALENT MAKE
22 | PVC FRLS CONDUITS | AKG/ PRECISION / VIP
23 | DOUBLE SKIN PLENUM | ZECO / WAVES / VEYHAN
24 | SOUND ATTENATOR | AIR MASTER / SYSTEMAIR
25 | REFRIGERANT PIPES | RAJCO / MAXFLO / EQUVALENT
26 | DUCT GI SHEET | JSW/JINDAL/ TATA
HVAC HIGH SIDE
1 | AHU & CAHU | ZECO/EDGETECH/UTS/SYSTEM AIR
2 | MOTORIZED ACTUATORS | BELIMO / HONEYWELL/SIMENS
3 | VALVES | ZOLOTO
4 | PUMPS | MAXFLOW
5 | THERMOSTATE | BELIMO / HONEYWELL/SIMENS
6 | PIPES (MS & GI) | TATA STEEL /JINDAL/SAIL
7 | BUTTERFLY VALVES | ADVANCE/ZOLOTO/CASTLE
8 | BALANCING VALVES | ADVANCE/ZOLOTO/CASTLE
9 | GATE VALVES | LEADER/ ZOLOTO/CIMM/EMERALD
10 | BALL VALVES | ZOLOTO/CIMM/EMERALD
11 | STRAINERS | EMERALD/SANT/MAHARAJA
12 | PRESSURE GAUGES | EMERALD/FIEBIG/H-GURU
13 | THERMOMETERS | EMERALD/FIEBIG/H-GURU
14 | EXPANSION BELLOWS | RESISTOFLEX/EASYFLEX
15 | AUTO PURGE VALVES | ANERGY/FLAMCO
16 | TEST POINTS | ANERGY
17 | COPPER REFRIGERANT PIPING | RAJCO/MANDEV/HARI OM / OEM APPROVED PIPE MAKE
18 | COPPER REFRIGERANT PIPING INSULATION (CLOSED CELL ELASTOMERIC INSULATION) | AFLEX/SUPREME/PARAMOUNT/AEROFOAM
19 | 2/3 WAY DIVERTING VALVES | HONEYWELL/ BELIMO/ANERGY
20 | PROPORTIONAL THERMOSTAT/MODULATING MOTOR | HONEYWELL/ BELIMO/ANERGY
21 | DUCT PRESSURE SENSOR (DPS) | HONEYWELL/ OMICRON
22 | TEMPERATURE & RH SENSOR | TEMPERATURE & RH SENSOR
IT PASSIVE
1 | CAT6/CAT6A CABLE | D-LINK
2 | JACK PANEL | D-LINK
3 | INFORMATION OUTLET + FACEPLATE | D-LINK
4 | PATCH CORD | D-LINK
5 | RACKS | NETRACK/D-LINK
6 | NETWORK SWITCHES/ POE SWITCH | CISCSO/RUCKUS
7 | AP's ( WIFI) | CISCSO/RUCKUS
WHITE GOODS
1 | MICROWAVE | LG/SAMSUNG
2 | REFRIGERATOR | LG/SAMSUNG
3 | WATER DISPENSER MACHINE | BLUESTAR OR EQUIVALENT
4 | TEA/COFFEE VENDING MACHINE | CCD COFFEE/TETLY MACHINE /HUL
5 | DISPLAY SCREEN | LG/SAMSUNG
6 | VIDEO CONFERENCING SYSTEM | LOGITECH/AVER/CISCO/ZOAPIE

## C&I
BOQ FOR CIVIL AND INTERIORS WORKS
|  |  |  | Phase-1 Common area |  |  | Phase-2 Office area
SL NO. | DESCRIPTION | UNIT | LOCATION | Total qty | Rate | Total Amount | QTY | RATE | AMOUNT | REMARK
1 | CIVIL & Interiors
1 | DISMANTLING WORKS |  |  |  |  | 0 |  |  | 0
2 | CIVIL WORKS |  |  |  |  | 0 |  |  | 0
3 | WALL FINISHING WORKS |  |  |  |  | 0 |  |  | 0
4 | WOOD WORKS / PARTITIONS |  |  |  |  | 0 |  |  | 0
5 | MISC ITEMS |  |  |  |  | 0 |  |  | 0
6 | GLASS PARTITIONS & DOORS |  |  |  |  | 0 |  |  | 0
7 | MODULAR GRID & DESIGNER CEILING |  |  |  |  | 0 |  |  | 0
8 | CARPET |  |  |  |  | 0 |  |  | 0
9 | SIGNAGE, FROSTING, GRAPHICS & LOGO |  |  |  |  | 0 |  |  | 0
10 | BLINDS |  |  |  |  | 0 |  |  | 0
TOTAL FOR CIVIL & INTERIORS | [5 empty] | 0 |  |  | 0
1 | DISMANTLING WORKS
1.01 | Demolishing existing Gypsum partition - 100mm inculding debris removal form the site | Sft |  |  |  | 0
1.02 | Demolishing existing Block/Brick wall - 100/150/200mm inculding debris removal form the site | Sft |  | 1350 |  | 0 | 280 |  | 0 | -
1.03 | Demolishing existing Glass / flush doors inculding debris removal form the site | Sft |  | 150 |  | 0 |  |  | 0
1.04 | Demolishing existing Gypsum / Grid ceiling inculding debris removal form the site with MEP Services | Sft |  | 958 |  | 0 |  |  | 0
1.05 | Demolishing Tiles Flooring debris removal form the site | Sft |  | 958 |  | 0
1.06 | CORE CUTTING IN RCC SLABS Cutting Holes of 160mm dia in RCC Slabs for drainage pipe and water supply and other services as per the requirement and to fill and repair back completed in all respects including water proofing of required specification.( The contractor shall provide the guarantee for any seepage to hole. | Nos |  |  |  | 0 |  |  | 0
1.07 | FRESH AIR & EXHAUST CUT OUT IN WALL Making cut-out in BRICK WALL/AAC BLOCK for fresh air & exhaust, cutting of cement mortar, cement plaster, and disposal of unserviceable material shall be dumped to municipal ground or as directed by Project Architect. | Sft |  | 165 |  | 0 | 180 |  | 0
1.08 | RACEWAY CUTTING AND PLASTERING WORK size 100/150/200/300 mm Floor Cutting, chipping and Plastering and debris removal for floor raceway. | Rft |  | 150 |  | 0 | 2910 |  | 0
SUB TOTAL OF DISMANTLING WORKS | [5 empty] | 0 |  |  | 0
2 | CIVIL WORKS
2.01 | VITRIFIED TILE FLOORING TYPE-1 Providing & laying of Tile Flooring with Vitrified Tile size 1200mm x 600mm or as specified of approved make, to be layed on 20mm avg thk of cement sand bedding of cement mortar 1:4 (fixing to be done with cement slurry & paste) laid in approved pattern complete as per pattern, details and design and including preparation of surface, as shown in drawing or as directed by the Architect. Rate shall include all wastage, 3mm thk grout filled with Epoxy grouting matched to tile. Refer to Detail Drawing & specification document. Basic Rate : Rs. 65 per Sqft | Sft | Common Passage/ Lift Lobby | 1341 |  | 0 | 1635 |  | 0
2.02 | VITRIFIED TILE FLOORING TYPE-2 Providing & laying of Tile Flooring with Vitrified Tile size 1800mm x 1200mm or as specified of approved make, to be layed on 20mm avg thk of cement sand bedding of cement mortar 1:4 (fixing to be done with cement slurry & paste) laid in approved pattern complete as per pattern, details and design and including preparation of surface, as shown in drawing or as directed by the Architect. Rate shall include all wastage, 3mm thk grout filled with Epoxy grouting matched to tile. Refer to Detail Drawing & specification document. Basic Rate : Rs. 85- per Sqft |  | Reception Area | 2303 |  | 0 |  |  | 0
2.03 | VITRIFIED TILE FLOORING TYPE-3 Providing & laying of Tile Flooring with Vitrified Tile size 1200mm x 600mm or as specified of approved make, to be layed on 20mm avg thk of cement sand bedding of cement mortar 1:4 (fixing to be done with cement slurry & paste) laid in approved pattern complete as per pattern, details and design and including preparation of surface, as shown in drawing or as directed by the Architect. Rate shall include all wastage, 3mm thk grout filled with Epoxy grouting matched to tile. Refer to Detail Drawing & specification document. Basic Rate : Rs. 85 per Sqft | Sft | Cafeteria | 1368 |  | 0 |  |  | 0
2.04 | WOODEN TILE FLOORING Providing & laying of Tile Flooring with Vitrified Tile size 200mm x 1200mm or as specified of approved make, to be layed on 20mm avg thk of cement sand bedding of cement mortar 1:4 (fixing to be done with cement slurry & paste) laid in approved pattern complete as per pattern, details and design and including preparation of surface, as shown in drawing or as directed by the Architect. Rate shall include all wastage, 3mm thk grout filled with Epoxy grouting matched to tile. Refer to Detail Drawing & specification document. Basic Rate : Rs. 80 per Sqft | Sft | Recption//Breakout |  |  | 0 |  |  | 0
2.05 | DADO WALL TILES TYPE-1 Providing & laying of Tile Flooring with Vitrified Tile size 600mm x 1200mm or as specified of approved make, to be layed on 20mm avg thk of cement sand bedding of cement mortar 1:4 (fixing to be done with cement slurry & paste) laid in approved pattern complete as per pattern, details and design and including preparation of surface, as shown in drawing or as directed by the Architect. Rate shall include all wastage, 3mm thk grout filled with Epoxy grouting matched to tile. Refer to Detail Drawing & specification document. Basic Rate : Rs. 65 per Sqft ( Height- 8ft ) | Sft | Pot wash area | 296 |  | 0
2.06 | DADO WALL TILES TYPE-2 Providing & laying of Tile Flooring with Vitrified Tile size 600mm x 1200mm or as specified of approved make, to be layed on 20mm avg thk of cement sand bedding of cement mortar 1:4 (fixing to be done with cement slurry & paste) laid in approved pattern complete as per pattern, details and design and including preparation of surface, as shown in drawing or as directed by the Architect. Rate shall include all wastage, 3mm thk grout filled with Epoxy grouting matched to tile. Refer to Detail Drawing & specification document. Basic Rate : Rs. 85 per Sqft ( Height 80 ft ) | Sft | Serving counter/ hand wash area wall | 460 |  | 0
2.07 | ESD FINISH RAISED FLOOR (SERVER ROOM ) Providing and laying of ESD finish raised flooring of approved make, shade & quality as per manufacture's specification completed as per design & details shown in drawing upto satisfaction of Architect/Project Incharge. ANTISTATIC RAISED FLOOR - Uniflor ® USF 800 Access Floor panel of size 600 x 600 mm shall be all steel welded construction, with an enclosed bottom pan of 64 hemispherical and top plain sheet which are fuse welded at 144 locations to form a panel of an overall depth of 37 mm. The panel after cleaning, degreasing, phosphating by 11 tank process is coated with 40 - 60 micron epoxy coat and is heated to achieve maximum adhesion to the panel surface and corrosion resistance. The inner empty core of the panel is injected with a light weight fire retardant, non combustible cementitious compound at high pressure to fill in all the crevices of the panel and ensures support of not less than 90% of the top surface area of the panel. The panel is then laminated with 1.5/2.00 mm thick fire retardant floor grade Antistatic Laminate / ESD Laminate - PVC / Conductive PVC on a semi -automated lamination line to ensure maximum bonding to the steel surface. The edges of the laminated are protected with black Conductive PVC edge trim 5mm wide on all sides. This edge trim is mechanically locked and sealed in place to avoid detachment. Rate shall include all necessary hardware & fixtures. Refer to detail drawing & specification document. Basic Rate : Rs 475/Sft | Sft | Server Room | 260 |  | 0 | 132 |  | 0
2.08 | ANTI STATIC VINYL FLOORING Providing and laying of Approved finished Anti static Vinyl Flooring laid on finished surface with appropriate adhesive as per approved pattern, details and design shown in drawing or as directed by the Architect. Rate shall include all necessary hardware, fixtures, sealer, adhesive etc. (Basic Rate : Rs. 95 per Sq.ft) | Sft | Electrical/ UPSRoom | 430 |  | 0 |  |  | 0
2.09 | ANODISED ALUMINIUM FLOOR PROFILE Providing & fixing of 12mm thick Anodised Aluminium Floor Profie fixed as inlay between two types of flooring completed as per detail shown in drawing or as directed by the Architect. Rate shall include all necessary hardware & fixtures, wastage etc. Sample to be approved by Architect. | Rft | Common area/ Office area | 80 |  | 0 | 150 |  | 0
2.1 | 50MM HIGH ALUMINIUM SKIRTING Providing & fixing of 50mm high aluminium skirting as per sample approved including necessary wastage, hardware, fixtures, base completed as per details given in drawing/Architect instruction. The profile has a 20 micron (average) anodized finish & the entire surface is supplied with a polyethylene film to protect against abrasion & stains, the film is removed at the time of handover. Refer to Detail Drawing & Specification Document. | Rft | Common area/ Office area |  |  | 0 | 2410 |  | 0
| 100MM HIGH ALUMINIUM SKIRTING Providing & fixing of 100 mm high aluminium skirting as per sample approved including necessary wastage, hardware, fixtures, base completed as per details given in drawing/Architect instruction. The profile has a 20 micron (average) anodized finish & the entire surface is supplied with a polyethylene film to protect against abrasion & stains, the film is removed at the time of handover. Refer to Detail Drawing & Specification Document. | Rft | Common area/ Office area | 710 |  | 0
2.11 | HAND Wash COUNTER With 950 mm storage & 750 mm deep Making and fixing in position 750 mm deep Granite finish counter top with 19 mm Water proof ply and MS frame/ Inside supporting. storage should shutter with design approved hardware Note :- Rates are inclusive of moulding of front facia chamfering , Grooving, saniarty fixture cutting & Polishing. Laminate Base Rate- 80 Rs / Granite base rate - 280 Rs | Sft | cafeteria | 38 |  | 0 |  |  | 0
2.12 | WB COUNTER BANDS Making and fixing in position 75 to 250mm deep Granite finish bands for door threshold, ladge wall, door frame, wall edge etc. Note :- Rates are inclusive of moulding of front facia chamfering & Polishing. | Rft | Pantry counter/Toilets, |  |  | 0 |  |  | 0
2.13 | SUB WAY TILE CLADDING/DADO ( WHITE FOR WET & DRY PANTRY) Providing and laying in position as per approved sample of size 100X100mm / 300X100mm / 300X75mm or any other size as approved on walls laid on 12 mm - 15mm thick cement mortar 1:3 (1 cement : 3 sand) the rate shall be inclusive of necessary preparation, 3mm thk grout filled withapproved colour - Epoxy grouting matched to tile cleaning, grouting open joints with epoxy grouts etc. complete as per drawing and Architect Instruction. (BR 280 /SQFT) Up to 4ft Height | Sft | Pantry Counter, Cafeteria counter & Serving counter | 185 |  | 0 |  |  | 0
2.14 | Pantry Counter with Storages 850 mm high and 600 mm deep Height 2400mm :- The overall Structure made in 19mm thick BWP ply. Storages finished in 1 mm thick laminate from everywhere except outer back side of storages and also including all SS snap hinges, handles, locks etc & all necessary hardware as required. PVC lipping on all edges with matching shade, including laminated skirting in approved shade with all hardware, magnetic catchers, tower bolts, etc complete as per detailed drawings. The quoted rate should be including the cost of Granite top with edge finishes.. Basic rate of Granite / Porichko is Rs.280/Sft, Laminate- 140 Rs PER sqft | Sft | Pantry counter, Café Counter | 191 |  | 0 |  |  | 0
2.11 | AAC Block Masonry- 150MM : Providing and laying of Autoclaved Aerated Concrete (AAC ) block masonry using blocks having dimensions of 650X240mm /600X200mm and thickness 150 mm of density 600 Kg / m³ with compressive strength not less than 3 N/mm² conforming to IS 2185 (part III)1985 from FFL till structural ceiling lvl or height as mentioned in drawing in cement sand mortar 1: 6 (Cement: sand), if required suitable plasticizer may also be added. The horizontal and vertical joint thickness should be approximately 10 mm. Masonry work strictly be carried out as per IS 6041 - 1985 (Reaffirmed 1990). The same shall be anchored properly with the structure. The cost to include providing & laying of 100mm thick RCC band @ every 1.00 Meter c/c as per details complete to true line & plane in all levels and locations & finished to receive plaster. Also cost to include making cut outs for AC ducts / Electrical works / Security systems / other services works / Switches / Sockets etc., complete (all necessary services work) Wherever required by contractors and on completion of ducting, wiring work, the opening / cutouts to be closed with necessary fire sealant, which acts as cushioning materials between the 2 different materials to avoid crack or breakage issues, as not to allow any transmission of sound or air as per architect's / PM's instructions complete as specified. | Sft | Critical Rooms/Cafeteria wall and developer passage | 3368 |  | 0 |  |  | 0 | CAFTERIA - 100 MM BLOCK SERVER ROOM / 150 MM SERVING COUNTYER AND POT WASH AREA
Same as above spec : '100mm Block wall
2.14 | Same as above spec : '200 mm Block wall | Sft | Toilets wall/Pantry/Critical rooms |  |  | 0 |  |  | 0
2.15 | Plastering of walls in 12mm thick. smooth cement plaster on existing block masonry, RCC columns of any profile, in 1:4 cement mortar, (1unit- cement, 4unit- fine screened sand), incl. of hacking on column, making surface wet before applying plaster and proper curing after plaster etc complete to take on POP directly .all plaster works will have provision of chicken mesh with more than 2" overlap between RCC member and wall so as to avoid cracks due to thermal expansion, chicken mesh to be also provided on all chased surfaces such as ,conduit chasing , pipe line chasing etc. and then chased area to be replastered . Cost to be inclusive of closing of duct openings in wall as instructed. | Sft | Cafeteria | 6578 |  | 0 | 850 |  | 0
2.16 | Brick bat koba filling - depth upto 200 mm | Sft | Toilets |  |  | 0 |  |  | 0
2.17 | Repro Counter with Storages 850 mm high and 600 mm deep:- The overall Structure made in 19mm thick BWP ply. Storages finished in 1 mm thick laminate from everywhere except outer back side of storages and also including all SS snap hinges, handles, locks etc & all necessary hardware as required. PVC lipping on all edges with matching shade, including laminated skirting in approved shade with all hardware, magnetic catchers, tower bolts, etc complete as per detailed drawings. | Sft | Corporate office | 141 |  | 0 |  |  | 0
2.18 | Providing, supplying, and laying Italian marble of approved make, quality, color, and pattern, including cutting, polishing, jointing, adhesive / mortar, curing, and finishing, complete as per drawings, specifications | Sft |  |  |  | 0 |  |  | 0 | Basic Rate-Rs.600/sqft
2.19 | Providing, supplying, and fixing designer Italian marble for pantry counter of approved make, quality, shade, and veining, in slabs of approved thicknes | Sft | Reception Counter / Top | 36 |  | 0 |  |  | 0 | Basic Rate-Rs.600/sqft
2.2 | Providing, supplying, fabricating, and installing designer marble open shelf as per approved 3D design, | Sft |  |  |  | 0 |  |  | 0 | Basic Rate-Rs.600/sqft
2.21 | Providing, supplying, fabricating, and installing designer marble open shelf as per approved 3D design, | Sft |  |  |  | 0 |  |  | 0
2.22 | Serving counter with Corian top and finished base as per approved 3D design, including all supports, fixings, and accessories, complete as per drawings and specifications.” | Nos |  |  |  | 0 |  |  | 0
2.23 | Serving counter 1050Hx 4500mm top with granite/ Porichko top and finished base as per approved 3D design, including all supports, fixings, and accessories, complete as per drawings and specifications. | Nos |  | 1 |  | 0 |  |  | 0
2.25 | PCC - 75 to 100 Smoth Surface finish. 1:3:6 Ration | Sqft |  | 820 |  | 0 | 820 |  | 0
2.26 | Corion Base rate- 600 mm | Sqft | For Top | 30 |  | 0
2.27 | Supply and fixing Wash basin sensor tap long Body SNR- CHR35017 Make Jaguar | Nos | Handwash area | 3 |  | 0
2.28 | Supplying and fixing with complete fittings, Wash wasin JDS- WHT- 25907N TABL TOP Size- (530x420x1) including all accessories, Bottle trap and fitting, etc and flexible pipe connection | Nos | Handwash area | 3 |  | 0
2.29 | Supplying installing testing and commissioning Stainless steel kitchen sink with single drain board of size as mentioned with full thread waste coupling , made out of salem steel 1 mm thick to the satisfaction of engineer in charge. The price should include necessary supports
a | Size: 1080x550mm Double sink | Nos |  | 1 |  | 0
b | Size: 450x450mm single sink
2.3 | Water supply & Drainage ( PVC Pipe)
a | 40 mm Pvc pipe | Rmt |  | 6 |  | 0
b | 100 mm Pvc pipe | Rmt |  | 20 |  | 0
c | 25 mm CPVC Pipe | Rmt |  | 18 |  | 0
d | 40 mm CPVC Pipe | Rmt |  | 15 |  | 0
e | 40 mm ball Valve | Nos |  | 1 |  | 0
f | Drain Point below the sink | Nos |  | 1 |  | 0
CIVIL WORKS | [5 empty] | 0 |  |  | 0
3 | WALL FINISHING WORKS
3.01 | POP PATRA PUNNING / CEILING MAKING SMOOTH SURFACE WITH GRINDING Providing & Applying 2mm to 4mm thk. (as / site conditions) POP punning on walls with groove between ceiling & skirting to completed as per details & design given in drawing/Architect instruction. | Sft | On Existing Celing | 950 |  | 0 | 5500 |  | 0
3.02 | POP PUNNING ON WALLS / CEILING Providing & Applying 10mm to 18mm thk. (as / site conditions) POP punning on walls with groove between ceiling & skirting to completed as per details & design given in drawing/Architect instruction. | Sft | On Existing walls | 4450 |  | 0 | 4291 |  | 0
3.03 | PAINT FINISH Providing and applying premium emulsion paint of approved make, shade & quality complete as per details & design given in drawing/Architect instruction. Job shall include thoroughly brushing/scratching the existing surface, making it free from foreign matter, sand papering, smoothing with putty, filling in all holes and cracks, applying putty and finishing of surface with approved paint. Rate shall include all base preparation, applying primer, wastages, scaffolding etc. Refer to detail drawing & specification document. | Sft | Solid walls /Partition | 10660 |  | 0 | 45350 |  | 0
3.04 | PAINT FINISH Royal Providing and applying white luster paint of approved make, shade & quality complete as per details & design given in drawing/Architect instruction. Job shall include thoroughly brushing/scratching the existing surface, making it free from foreign matter, sand papering, smoothing with putty, filling in all holes and cracks, applying putty and finishing of surface with approved paint. Rate shall include all base preparation, applying primer, wastages, scaffolding etc. Refer to detail drawing & specification document. | Sft | Common area selected walls/Inside | 2200 |  | 0 | 1500 |  | 0
3.05 | PAINTING OF FALSE CEILING / TRUE CEILING Providing and applying approved plastic premium Paint finish on false ceiling /bulkheads etc complete as per design & details shown in drawing/Architect Instruction. Job shall include thoroughly brushing the surface, preparing surface, make it good to receive new paint and finishing of surface with approved paint. Cost to include taping of downlights to save it from any damage. Rate shall include all wastages, scaffolding etc. Refer to detail drawing & specification document. | Sft | Office space ceiling | 4250 |  | 0 | 23765 |  | 0
| SPRAY ENAMEL PAINT DUCT/ CABLE TRAY Providing and applying 2 coat approved spray satin Enamel Paint finish on exposed Ducting/ cable tray /etc complete as per design & details shown in drawing/Architect Instruction. Job shall include thoroughly brushing the surface, preparing surface, make it good to receive new paint and finishing of surface with approved paint. Cost to include taping of downlights to save it from any damage. Rate shall include all wastages, scaffolding etc. Refer to detail drawing & specification document. | Sft | Duct/ Cable tray | 1290 |  | 0 | 22206 |  | 0
[6 empty] | 0 |  |  | 0
3.06 | PAINT FINISH ON DECK SLAB, BEAM & SERVICES WITH SURFACE PREPARATION Providing and applying spray enamel Paint finish on exposed cables tray, AC ducts, etc complete as per design & details shown in drawing/Architect Instruction. Job shall include thoroughly brushing the surface, preparing surface, make it good to receive new paint and finishing of surface with approved paint. Rate shall include all wastages, scaffolding etc. Refer to detail drawing & specification document. | Sft | True ceiling paint |  |  | 0 |  |  | 0
3.07 | CEMENTED TEXTURE PAINT Providing & applying of approved make cemented texture paint. | Sft | Reception | 150 |  | 0 |  |  | 0
3.08 | DUCO PAINT Providing & laying of approved make and shade duco paint. | Sft | Reception | 100 |  | 0 |  |  | 0
3.09 | Lacquered glass panelling : -Providing and fixing of glass writing board panelling on existing partition cladded with 12mm ply finished with 6mm thick lacquered glass and to be fixed using 3M double sided tape / adhesives as per details. . cost includes with the 12 mm thk ply backing | Sft | Reception, Meeting rooms, Cabin | 115 |  | 0 | 2160 |  | 0
3.1 | VERTEX Profile (8mm) outer Lacqured glass | Rft | Meeting rooms | 26 |  | 0 | 1635 |  | 0
3.11 | ACCOUSTICAL PANELS 12 mm with 6 mm ply Providing and fixing CNC Cut accoustical panel over adequate leveled frame as per details given in drawing/Architect instruction. Refer to detail drawing & specification document. | Sft | Meeting rooms, Cabin | 644 |  | 0 | 2888 |  | 0
3.12 | RIB PANELLING Providing and fixing MDF Fluted panel - wooden & gray finish | Sft | Serving counter front | 38 |  | 0 |  |  | 0
3.13 | MDF PANELLING Providing and laying 6mm/8mm thk mdf with approved pattern. | Sft |  |  |  | 0 |  |  | 0
3.14 | Chair guard - 200 mm wide | Rft |  |  |  | 0 |  |  | 0
3.15 | LAMINATE PANELLING Providing & laying of 1mm thk laminate with 12mm ply backing with approved pattern and shade Laminate Basic Rate : Rs 65 Sft | Sft | Serving Counter | 650 |  | 0 |  |  | 0
3.16 | Aluminium Frame Work for Partation:- Providing and fixing full height aluminium framework for Partitions of 50mm x 25 mm , 1.2 mm thk section at 600mm c/c including necessary cut-outs for electrical & networking in the partitions. Frame to be firmly fixed to ceiling and floor with necessary hardware and supports as required as per architect's directions. | Sft | Reception Back drop |  |  | 0 |  |  | 0
3.17 | AL Transition profile for capert and tiles | rft |  | 50 |  | 0 |  |  | 0
[6 empty] | 0 |  |  | 0
3.18 | Supply and installation of designer wallpaper as per approved 3D design, including surface preparation, adhesives, finishing, and making good, complete as per drawings and specifications | Sqft | Cafteria | 920 |  | 0 |  |  | 0
3.19 | Imported fabric wall paneling with foam backing and plywood substrate, finished like upholstered sofa panels, including fixing accessories and making good, complete as per approved drawings and 3D design.” | Sqft |  |  |  | 0 |  |  | 0
3.2 | Supply and installation of textured wallpaper as per approved 3D design, including surface preparation, adhesives, finishing, and making good, complete as per drawings and specifications |  |  |  |  | 0 |  |  | 0
3.3 | Providing and fixing wall fabric on plywood backing, including all required materials, adhesives, fasteners, edge finishing, and making good, complete as per approved drawings and 3D design.” |  |  |  |  | 0 |  |  | 0
3.4 | Surface preparation for wallpaper application, including cleaning, leveling, filling cracks/unevenness, sanding, and making the wall ready for wallpaper, complete as per approved drawings and specifications |  |  |  |  | 0 |  |  | 0
3.5 | Designer statute as per 3d |  |  |  |  | 0 |  |  | 0
SUB TOTAL OF WALL FINISHING WORKS | [5 empty] | 0 |  |  | 0
4 | WOOD WORKS / PARTITIONS
4.01 | 100 mm Full height partition cladded with double layer of gypsum on both the sides of 48 mm GI Frame work. Rate not to include finishes 48mm Gypsteel Ultra™ C stud (0.5mm thick having one flange of 34mm and another flange of 36mm made of GI Steel) placed at 610mm centre to centre in 50mm Gypsteel Ultra™ floor and ceiling channel (0.5mm thick have equal flanges of 32mm made of GI steel), which is anchored to the floor & true ceiling using suitable anchor fasteners. The boards are to be fixed to the framework with joints staggered to avoid leakage through joints. A Gypsteel fixing channel of 50mm width (0.9mm thick having two flanges of 9.5mm each) has to be provided at the horizontal joints of the outer layer of boards screw fixed to the studs using metal to metal flat head screws. As an acoustic requirement, contractor to affix 50mm thick rock wool of density 50kg/m3 / M3 rockwool blanket wrapped in RP tissues suitably affixed to partition framework using necessary GI binding wire both side, duct tape as indicated in the drawing.double layer of 12.5 mm thk tapered edge gypsum board (IS-2095 Part 1:2011) fixed to either side with Gyproc Drywall screws of 35mm at 300mm C/c and 150mm C/c at periphery of wall.The board or to be fixed vertically to the frame work with joins staggered to avoide leakage through joins. Finally square and tapered edges of the boards are to be jointed and finished so as to have a flush look which includes filling and finishing with Gyproc jointing compound, Gyproc joint paper tape as per recommended practices of Saint Gobain Gyproc India. Gypsteel Ultra nogging channel is to be fixed using metal to metal flat head screws at the horizontal joints of the board. | Sft | Common Meeting Rooms/ Phone Booth/ Reception Back Wall | 1520 |  | 0 |  |  | 0
a | 75 mm Full height partition cladded with single layer of gypsum on both the sides of 48 mm GI frame. To be formed of GI frame of 48 mm stud section , placed at 600mm centre to centre vertically fixed on to the true floor and true ceiling sections, which is anchored to the floor and ceiling using suitable anchor fasteners at 600 c/c in center line. . To have extra aluminium bracing wherever required as per details. Horizontal support shall run through and through (stiffner). To have 12x12x1.2mm aluminium 'L' angle fixed to the GI section. As an acoustic requirement, contractor to affix 50mm thick rock wool of density 60kg/m3 / M3 rockwool blanket wrapped in RP tissues suitably affixed to partition framework using necessary GI binding wire both side, duct tape as indicated in the drawing.Single layer of 12.5 mm thk tapered edge gypsum board (IS-2095 Part 1:2011) fixed to either side with Gyproc Drywall screws of 35mm at 300mm C/c and 150mm C/c at periphery of wall.The board or to be fixed vertically to the frame work with joins staggered to avoide leakage through joins. Finally square and tapered edges of the boards are to be jointed and finished so as to have a flush look which includes filling and finishing with Gyproc jointing compound, Gyproc joint paper tape as per recommended practices of Saint Gobain Gyproc India. | Sft | Office room / Meeting Room /Cabin | 1530 |  | 0 | 21614 |  | 0
Same as above with 48 kg/M3 polyester
b | Laminate portaL 200 mm - Made out of 19 mm plywood finished with laminate | Rft | Glazed door | 56 |  | 0 | 576 |  | 0
4.02 | FIRERATED 100MM THK FULL HT PARTITION WITH BOTHSIDE DOUBLE LAYER FIRERATED GYPSUM WITH G.I.FRAME WORK WITH ACCOUSTICAL SOUND BLANKETS IN THE CAVITY Providing & fixing 100mm thick double layer gypsum board partitions, consisting single layer of tapered edge 12.5mm thick, 1200mm wide gypsum plaster board (conforming to IS 2095 - 1982) on both sides of GI stud, screws fixed with dry wall screws of 25mm at 300 mm centers' with joints scattered, 48mm metal studs to be (0.5 mm thk. having one knurled flange of 34 mm and with joints scattered and another knurled flange of 36mm fabricated from G.I. sheets) placed in 50mm floor and ceiling channels @ 600 mm centers', floor channel fixed to concrete soleplate, and ceiling channel fixed to concrete soffit by nylon raw/ plugs @600 mm c/c including providing & fixing acoustical sound blankets in the cavity, edge beads, corner protection angle bead, P/F hard wood frames for door frame / storages / cutting for electrical boxes etc. complete as per details given in drawing/Architect instruction. | Sft |  |  |  | 0 |  |  | 0
4.03 | SINGLE GYPSUM PANELLING WITH G.I. FRAMEWORK Providing & fixing gypsum board panelling, consisting two layer of tapered edge 12.5mm thick, 1200mm wide gypsum plaster board (conforming to IS 2095 - 1982) on one sides of GI stud, screws fixed with dry wall screws of 25mm at 300 mm centres with joints scattered, 48mm metal studs to be (0.5 mm thk. having one knurled flange of 34 mm and with joints scattered and another knurled flange of 36mm fabricated from G.I. sheets) placed in 50mm floor and ceiling channels @ 600 mm centres, floor channel fixed to concrete soleplate, and ceiling channel fixed to concrete soffit by nylon raw/ plugs @600 mm c/c including providing & fixing edge beads, corner protection angle bead, P/F ply supports for door frame / storages / cutting for electrical boxes etc. complete as per details given in drawing/Architect instruction. | Sft | Window Packings |  |  | 0 |  |  | 0
4.04 | PLY BACKING FOR TV Providing & fixing 12 mm thick ply backing for fixing of LED TV /wall fans as per given details in drawing and Architect instruction. | Sft | Meeting rooms TV backing | 36 |  | 0 | 1428 |  | 0
4.05 | PLY BACKING FOR Providing & fixing 12 mm thick ply backing for fixing ofAcoustic panels as per given details in drawing and Architect instruction. | Sft | Back drop |  |  | 0 |  |  | 0
4.06 | Low Height Storages : Providing & fixing Low Height Laminated storage as per drawing . The overall Structure made in 18 mm thick MDF board & back of storages with 6 mm thick MDF/ ply. Storages finished in 1 mm thick laminate from everywhere except outer back side of storages and also including all SS snap hinges, handles, locks etc & all necessary hardware as required. Shutter size varies between 375-450mm wide & 450 mm deep as required with reverse bull nose edge on top & bottom of shutter (for files, folders coats etc) with select shelves duly adjustable as required on metal stud supports with sleeves set in at intervals of every 375 mm height. PVC lipping on all edges with matching shade, including laminated skirting in approved shade with all hardware, magnetic catchers, tower bolts, etc complete as per detailed drawings. (Front elevation area to be measured) All hinge, drawer channels etc to be soft closing from standard make list | Sft |  |  |  | 0 |  |  | 0
4.07 | RECEPTION DESK : UPTO 3000X900X1050 MM LENGTH ( AS PER 3D) Providing and fixing reception desk externally finished in laminate of approved colour, with table top made in 19mm thick ply on top finished with corian. All internal surfaces to be finished in laminate. PVC edge binding, necessary supports in laminated finish, the rate to include wire manager, drawers etc. complete. | Nos | Reception | 1 |  | 0 |  |  | 0
4.08 | Providing and fixing laminated panelling with MDF on GI partition, including supply of MDF boards, approved laminate finish, adhesive, screws, edge banding, and all necessary accessories, complete as per drawings, specifications, base rate - 120 per sq ft |  |  |  |  | 0 |  |  | 0
4.09 | Providing and fixing laminate portal with framing and 12 mm thick plywood fixing, including supply of framing members, plywood, approved laminate finish, adhesives, screws, and all necessary fixing accessories, complete as per drawings, specifications | [7 empty] | 0
4.1 | supply installation of reception back drop with required supporting and panelling works and finised with Duco/ acrylic / vineer |  |  | 180 |  | 0
SUB TOTAL OF WOOD WORKS/PARTITIONS | [5 empty] | 0 |  |  | 0
5 | MISC ITEMS
5.01 | ACRYLIC LETTERS AS PER APPROVAL | Nos |  |  |  | 0 |  |  | 0
5.02 | AL Corner guard -12x12 mm | Rft | Columns | 461 |  | 0 | 1452 |  | 0
5.03 | GENERAL HOUSE KEEPING & DEEP CLEANING & FLOOR WALL PROTECTION Contractor to keep the overall site ( General Cleaning) House Keeping every day before start of work and stacking all unservicable material to the dumping ground and dispose them as directed by the Engineer incharge or municipal dumping ground. Rate is inclusive of all items. Inclusive of floor protection | Sft |  | 5500 |  | 0 | 28140 |  | 0
5.04 | DEBRIS REMOVAL CLIENT MATERIAL | Tractor | 91 Material only | 5 |  | 0 | 20 |  | 0
5.05 | PLASTER BOND IT P/F plaster bond it on true slab and columns to receive smoth finishing | Sft | Columns | 1290 |  | 0 | 1950 |  | 0
5.06 | PLYWOOD FRAME FOR JUCTION BOXES Providing and fixing plywood frame for Junction box approx size 300 x 300 mm max size | Nos |  | 20 |  | 0 | 80 |  | 0
5.07 | LIVE PLANTS Small size for Planter Boxes upto 350mm High with ceramics Pots | Nos |  |  |  | 0 |  |  | 0
5.08 | LIVE PLANTS Medium size upto 4 Feet with with ceramics Pots | Nos |  |  |  | 0 |  |  | 0
5.11 | Providing Pest control and Anti-termite treatment by appointing a specialized agency as per the specifications mentioned by the Bureau of Indian Standards and Agencies specifications (whichever is higher),the treatment is carried out at wall and floor junction, utility pipes and conduits, expansion /construction joints before start of fit out works. The surface will be sprayed with chemicals having odourless petroleum base. All timber bought to site will be treated with wood preservative chemical injected into these tiny short holes with the help of syringe to kill larvae present in the timber.The surface is also sprayed with chemicals having odourless petroleum base. The treatment to include a 5-year guarantee, complete as directed. (Mode of measurement to be on carpet-area of floor and not the area of surface treated.) | Sft |  | 5500 |  | 0 | 28140 |  | 0
5.12 | Supply, design, fabrication, and installation of decorative artifact as per approved 3D design, including all materials, finishes, fixing systems, accessories, labor, and tools, complete in all respects as per drawing | Nos |  |  |  | 0 |  |  | 0
5.13 | Providing, supplying, and fixing designer graphics as per approved drawings and 3D design, including printing, materials, fixing method, accessories, and all complete as per specifications | Nos |  |  |  | 0 |  |  | 0
5.14 | Providing, supplying, and placing rugs of approved make, design, colour- Basis Price- 450 | Nos |  |  |  | 0 |  |  | 0
SUB TOTAL OF MISC ITEMS | [5 empty] | 0 |  |  | 0
6 | GLASS PARTITIONS & DOORS
6.01 | Aluminum Stile Single leaf door Shutter (Single Glazed):- Construction : 10 mm thick toughened glass with stile frame alround the glass as per manufacturer specifications. Modular Frame : 105 x 25 mm modular anodised aluminium wideline door frame as per architect approval & manufacturer specifications. 105x25mm stile frame. Finish : Black Anodised aluminium profile sections Rate to include acoustic seal & drop down seal. Hardware : Hinges : 4 nos of SS butt hinges . Lock & Handle: Mortise handle with lock. Exposed Door Closer with Hold open. Door Stopper : floor mounted. And complete with all hardware as per Architect's approval.
a | 900 x 2400mm | Nos | Meeting room /Cabins | 4 |  | 0 |  |  | 0
a | 900 x 2400mm | Nos | Meeting room /Cabins |  |  | 0 |  |  | 0
b | 1050 x 2400mm | Nos | Meeting room /Cabins | 1 |  | 0 | 72 |  | 0
c | 1200 x 2400mm (Double leaf) | Nos | Pantry | 2 |  | 0 | 4 |  | 0
d | 1500 x 2400mm (Double leaf) | Nos | Back Side Door | 2 |  | 0 |  |  | 0
e | 2000 x 2400mm (Double leaf) | Nos | recetional area |  |  | 0 |  |  | 0
6.02 | FIRE DOORS : 1050 x 2400 MM Supply of galvanized steel Flush Fire doors of Pacific make of 2 hrs. Fire rating and tested in accordance with IS 3614 Part 2 & BS 476 Part 22: Door frames to be manufactured from 16 gauge galvanized steel profile to have bending radius of 1.4 mm supplied in assembled form ready to install at site. Door Shutter in 55 mm thick manufactured from two 18 gauge galvanized steel sheets lock seam jointed at stile edges to form a double skin fully flush shell. Infill of Proprietary insulation material to be provided for. | Nos |  |  |  | 0 |  |  | 0
a | FIRE DOORS : 1200 x 2400 MM (Single leaf) Supply of galvanized steel Flush Fire doors of Pacific make of 2 hrs. Fire rating and tested in accordance with IS 3614 Part 2 & BS 476 Part 22: Door frames to be manufactured from 16 gauge galvanized steel profile to have bending radius of 1.4 mm supplied in assembled form ready to install at site. Door Shutter in 55 mm thick manufactured from two 18 gauge galvanized steel sheets lock seam jointed at stile edges to form a double skin fully flush shell. Infill of Proprietary insulation material to be provided for. | Nos | Server room/UPS/Electrical room/ Corridor | 3 |  | 0 |  |  | 0
6.03 | DOUBLE LEAF FIRE RATED GLASS DOOR - 2000x2400 mm | Nos | Main entry | 2 |  | 0 |  |  | 0
6.04 | DOUBLE LEAF FIRE RATED GLASS DOOR - 1050x2400 mm |  | Main Entry |  |  | 0 |  |  | 0
| Providing and fixing of tested fully glazed fire rated double leaf door with 120 minutes of integrity and radiation control. The glass should be Contraflam Door Lite, 11mm clear 120 min fire rated (EW 120) Non Wired Toughened Interlayered glass with a light transmission of 86% and a sound reduction of 37 dB and manufactured in UL & TUV audited Facility and including UL-EU Certification. The glass should be compliant to class 2(B)2 category of Impact Resistance as per EN 12600. The glass should be held in its place with the help of 1.6 mm GI beading and a special ceramic tape with cross section of 5 x 20 mm as per the test evidence. The maximum glazing size should be not more than 1100 mm x 2200 mm (w x h) or 2.42 sq mt in total area which should be clearly mentioned in the test certificate. |  |  |  |  | 0 |  |  | 0
6.05 | Solid door finished with laminate & fixed with wooden door frame. Door frame: Wooden door frame of size 105x50mm as per manufacturer specifications. Construction: 35mm thk Flush Door & Shutter Finished with laminate on both sides of approved shade. Rate to include 3mm undercut & groove as per details. Hardware : Ozone |  |  |  |  | 0 |  |  | 0
| Size :- 900x2400 mm | Nos | Pantry/Toilets | 1 |  | 0 | 1 |  | 0
| Double leaf door Size :- 1500x2400 mm | Nos |  |  |  | 0 |  |  | 0
6.06 | Supply and installation of Full height straight glazed partition The rate quoted should be inclusive of the following Installation of safety film on glass from factory and removal of the film at time of handover.Installation of protective film on aluminum profiles from factory which will be removed at time of handover. Supply and Installation of 8/10mm thick marine ply at bottom of partitions as directed by Engineers In charge for carpet floor leveling. | Sft | Reception, 4 Pax Meeting room/Cabins | 2560 |  | 0 | 5317 |  | 0
| Modular Single Glass Partition with "I" section for glass panel joints Supply and Installation of Single Glazed Partition systems, which includes 25mm wide x 45mm high or as approved proprietary sections of extruded aluminium matt anodized in approved colour finished all round the glass. Glass Panels comprising of 10mm thick clear toughened glass having polished edges of approved make. Partition height to be 2400mm from FFL. The linear joints between the glazed panels to be sealed with "I" Section finishes as per partition section and stucked high bonding double – side adhesive tapes from VHB 3M or BOW make. The partition to includes all types of connectors, profiles and accessories as per requirement of drgs. The partition to offer sound insulation Min 32 dB. All complete as per approval of designers & instruction of Architect. All measurements to be confirmed at site before execution. Shop Drawings to be provided for approvals before executing the work. Glass approved Make: Saint Gobain / ASAHI. Considered is Silver / Black anodised . If any additional colours it will be additional |  |  |  |  | 0 |  |  | 0
6.07 | Sliding glass door - 775 x 2400mm WITH FRAME | Nos | Phone booth |  |  | 0 |  |  | 0
6.08 | Supply and installation of Full height Double Glazed Glass Units Partition Supply, delivery, and installation of factory-assembled Double Glazed Glass Units (DGU), consisting of two panes of float/toughened/laminated glass separated by an aluminum spacer filled with desiccant and sealed with dual-component sealant to form a hermetically sealed unit, installed in approved aluminum/UPVC/steel framing systems as per approved shop drawings and specifications. Glass composition (e.g., 6mm clear toughened + 12mm air gap + 6mm low-E toughened), spacer width, and sealant type shall comply with project requirements, ensuring proper thermal performance, airtightness, and durability | Sft |  |  |  | - |  |  | 0
6.09 | Providing, supplying, and installing glass partition with gold finish sandwich panel system, comprising approved thickness clear / tinted toughened glass panels finished with gold coating / film as approved, sandwiched and fixed within lightweight aluminum T-profile framework with gold finish, including top and bottom channels, intermediate supports, gaskets, beading, sealants, connectors, and all necessary fixing accessories, complete with alignment, leveling, and making good at site, as per approved drawings, specifications | [7 empty] | 0
6.1 | Fire Rated glass parition | Sft |  | 92 |  | 0 |  |  |  | main entry door portal
SUB TOTAL OF GLASS PARTITIONS & DOORS | [5 empty] | 0 |  |  | 0
7 | MODULAR GRID & DESIGNER CEILING
7.01 | GYPSUM CEILING Providing & fixing of 12.5mm thk Gypsum board false ceiling to G.I. framing in perfect level. Necessary offsets and grooves to be provided at the junction of ceiling & walls/columns/partitions etc., Cut out for light fittings A/C grills etc. Rate to include providing & fixing of necessary G.I./wooden/MS frame supports for the above fixtures & additional suspenders & the ceiling in AC duct area as per architects instructions. G.I.frame to consist of proprietary supplied frames & as per manufacturers recommendations suspended from dash fastners anchored to structural slab by means of G.I.angles. Gypsum board fixed with proprietary supplied fixing devices & finished.The joint between the sheets of plasterboard are to be covered with jointing paper tape and flushed with UB 888 (all purposes jointing compound) to provide a smooth durable and professional finish. Suspension points and clips shall be able to take a minimum safe load of 50 kgs. including making grooves at the junction of ceiling & walls/columns/partitions etc. Cutouts for light fittings, A/C grills etc. to be left wherever necessary. the ceiling profile shall be as per Architects instructions. All complete including return air slits etc. & A/C boxing wherever indicated.Note : Marking of Electrical , Fire Alarm & Air-conditioning & co-ordination with marking of fixtures to be considered. Gypsum ceiling to be installed as per IGL specifications. Note: Measurement to be along the horizontal surface of the ceiling and the verticals shall be measured separately. | Sft | Cabins / Common Space/Meeting room/ Passge Reception & Cfateria | 4553 |  | 0 | 1460 |  | 0
7.02 | GYPSUM CEILING VERTICALS Description same as 5.01 upto 200 mm height , if it exceeds it will be measured in Sft | Rft | Cabins / Common Space |  |  | 0 |  |  | 0
7.03 | PELMET Providing and fixed pelmet of overall size 450mmx150mm and made hardwood framings hung from ceiling @1000mm center to center with 2nos of 12mm thk gypsum board on vertical & 12mm the. Commercial ply and 12mm thk Gypsum on horizontal surface (straight & curved). all hardware etc. complete as per detailed drawing and entire satisfaction of engg. in charge/ Architect. | Rft | Phepheriy |  |  | 0 | 1487 |  | 0
7.04 | Grid Ceiling : Mineral Fiber Modular Ceiling 600x600mm (0.7 NRC) Providing & Fixing of AMF Mineral Fibre Acoustical Suspended Ceiling System with tegular edge tiles with XL 24 mm exposed grid. The tiles should have Humidity Resistance (RH) of 99%, NRC 0.7, Light Reflectance >85%, Thermal Conductivity k = 0.052- 0.057 w/m K, Colour White, Fire Performance Class 0/Class1 (BS476 Pt:6&7) in module size of 600 X 600 X 16 mm with Bio Block coating on the face of the tile, suitable for Green Building application, with Recycled content of 63%. The grid should be with 24mm wide T - section flanges colour white having rotary stitching on all T sections i.e. the Main Runner, 1200 mm & 600 mm Cross Tees with a web height of 43, 35 and 30mm and a load carrying capacity of 23.78 Kgs/M2. The T Sections have a Galvanizing of 120 grams per M2 & passed through 500 hrs of Salt test. Note: Total area shall measurements. | Sft | Meeting Rooms | 811 |  | 0 | 7320 |  | 0
7.05 | METAL CEILING WHITE POWDER COATED as per drawing | Sft | Handwash area , Serving Counter and potwash area | 340 |  | 0 |  |  | 0
7.06 | LAMINATED TRAP DOOR Providing and making Trap door made of 19 mm plyboard finished with approved laminate to completed as per details & design provided or as directed by Architect. Rates are inclusive of all necessary hardware. | Sft | Ductable Unit/Cfateria Unit | 72 |  | 0 | 36 |  | 0
7.07 | MODULAR TRAP DOOR Providing and fixing modular trap door finished with pre-fabricated board surface with approved paint with hinges on Allen key arrangement ,with all necessary kailwood frame work, painted/polished matching to ceiling paint to completed as per details & design provided or as directed by Architect. Rates are inclusive of all necessary hardware. |  | Service area |  |  | 0 |  |  | 0
a) | 300 mm x 300 mm | Nos |  |  |  | 0 |  |  | 0
| 450 mm x 450 mm | Nos |  | 10 |  | 0 | 10 |  | 0
c) | 600 mm x 600 mm | Nos |  | 10 |  | 0 | 10 |  | 0
7.8 | METAL BAFFLE CEILING Ceiling Baffle GI 50mmX100mm(Wooden colour PPGI) :Providing the ceiling baffles of GI 50mm base 100mm height @ 150mm C/C , Wooden colour Coil coated with all necessary hardware and in all line and levels as directed in the drawing /architect, complete | Sft | Reception |  |  | 0 |  |  | 0
7.9 | Window Sill | Rft | Glazed Side |  |  | 0 |  |  | 0
| Window sill average 550x200 mm depth( as per site conditions) with 25mm thk post laminated mdf top with approved laminate fixed on the surface of sill ( inclusive of preparation of sill surface with wooden framework to achieve line & level ) of approved color as per Architect's details & instructions. The edge to be finished in matching edge banding |  |  |  |  | - |  |  | 0
7.1 | Providing, supplying, and installing aluminum baffle ceiling system using aluminum baffles of size 50 mm × 75 mm, of approved make and finish, | [7 empty] | 0
SUB TOTAL OF CEILING WORKS | [5 empty] | 0 |  |  | 0
8 | CARPET
8.01 | CARPET FLOORING : PP BASE Providing and laying of Carpet Flooring of approved make, shade & quality as per manufacture's specification with approved adhesive including providing & laying approved underlay, cutting carpet/underlay into required size, pasting, cleaning underlay, cleaning carpet before & after installation, covering it upto handing over to be completed as per design & details shown in drawing upto satisfaction of Architect/Project Incharge. complete in all respect Refer to detail drawing & specification document. Basic Rate : Rs.65 Sq/Ft | Sft | Meeting Rooms/Pax rroms/ Workstaion area | 2000 |  | 0 | 27048 |  | 0
| CARPET FLOORING : NYLON Providing and laying of Carpet Flooring of approved make, shade & quality as per manufacture's specification with approved adhesive including providing & laying approved underlay, cutting carpet/underlay into required size, pasting, cleaning underlay, cleaning carpet before & after installation, covering it upto handing over to be completed as per design & details shown in drawing upto satisfaction of Architect/Project Incharge. complete in all respect Refer to detail drawing & specification document. Basic Rate : Rs.65 Sq/Ft | Sft | Meeting Rooms/Pax rroms | 307 |  | 0
8.02 | Self levelling for carpet | Sft | Meeting Rooms/Pax rroms | 500 |  | 0 | 2500 |  | 0
SUB TOTAL OF CARPET FLOORING WORKS | [5 empty] | 0 |  |  | 0
9 | SIGNAGE, FROSTING, GRAPHICS & LOGO
9.01 | GRAPHICS Providing and fixing Vinyl Graphics (as per sample approved) of approved make to be fixed on wall over existing surfaces with suitable addhesive/fixtures complete as per manufacturers specification / details given in drawing/Architect instruction. Base Rate - Rs.110/SqFt | Sft |  |  |  | 0 |  |  | 0
9.02 | COMPANY LOGO : BACK LIT ACRYLIC LOGO : 9 X 2 FEET Providing, making & fixing of Company Logo complete with all necessary supports, hardware, fixtures, finishes etc as per details & design given in drawing/Architect instruction. Refer to detail drawing & specification document. | Nos | Reception | 1 |  | 0 |  |  | 0
9.03 | COMPANY LOGO : ACRYLIC LOGO : 4 X 2 FEET Providing, making & fixing of Company Logo complete with all necessary supports, hardware, fixtures, finishes etc as per details & design given in drawing/Architect instruction. Refer to detail drawing & specification document. | Nos | Reception |  |  | 0 |  |  | 0
9.04 | FROSTED GLASS FILM Providing and fixing glass film of approved make on to the glass surface in the location as directed by the Architects. The shade/ pattern of frosting/etching film with prototype design pattern shall be approved by the Architects Basic Rate : Rs 75/Sft | Sft | Glass Partition |  |  | 0 | 3703 |  | 0
9.05 | UV FROSTING Providing and fixing glass film of approved make on to the glass surface in the location as directed by the Architects. The shade/ pattern of frosting/etching film with prototype design pattern shall be approved by the Architects Basic Rate : Rs 140/Sft | Sft | Glass Partition | 1434 |  | 0 |  |  | 0
9.06 | SIGNAGE/Directional & Wash room Printed on 5mm acrylic and mounted with double sided tape | Nos |  | 10 |  | 0 |  |  | 0
9.07 | SIGNAGE : PULL-PUSH SS Finish | Nos |  | 20 |  | 0 | 50 |  | 0
9.08 | SIGNAGE/Directional & Wah room Printed on 5mm Sun board hanging | Nos |  |  |  | 0 |  |  | 0
9.09 | FIFRE EXIT SIGNAGE/Directional | Nos |  |  |  | 0 |  |  | 0
9.1 | [5 empty] | 0 |  |  | 0
9.11 | DB SHUTTER Providing and fixing DB Cabinets of following depths made in 19mm thick plywood frame work. All the exposed plywood surface shall be finished in laminate of approved shade. The foldable shutters shall be made in 19mm thick plywood with pvc edge lipping , the shutter shall have cut out to accommodate Aluminium powder coated louvers as per the detail drawings. The external surface shall be finished in 1mm thick laminate and the internal surface shall laminated with .80mm thick laminate over 12mm thick plywood backing of approved shade . This also includes providing necessary hardware like concealed handles, hinges, tower bolts/ball catches, locks etc. as per the detail drawings as directed by the Architects. | Sft |  | 60 |  | 0 | 210 |  | 0
| DB SHUTTER Providing and fixing DB Cabinets of following depths made in 19mm thick plywood frame work. All the exposed plywood surface shall be finished in laminate of approved shade. The foldable shutters shall be made in 19mm thick plywood with pvc edge lipping , the shutter shall have cut out to accommodate Aluminium powder coated louvers as per the detail drawings. The external surface shall be finished in 1mm thick laminate and the internal surface shall laminated with .80mm thick laminate over 12mm thick plywood backing of approved shade . This also includes providing necessary hardware like concealed handles, hinges, tower bolts/ball catches, locks etc. as per the detail drawings as directed by the Architects. |  |  |  |  | 0 |  |  | 0
9.1 | Planter box:- Providing & making 600mm deep planter box madeout of 19mm thk merine ply finished with laminate for all the sides. PVC lipping on all edges with matching shade with all hardware etc complete as per detailed drawings. (plan area to be measured) All hinge, drawer channels etc to be soft closing from standard make list | Sft | Open workstation area/Reception back side |  |  | 0 |  |  | 0
SUB TOTAL OF SIGNAGE, FROSTING, GRAPHICS & LOGO | [5 empty] | 0 |  |  | 0
10 | BLINDS |  |  |  |  | 1096300
10.01 | ROLLER BLINDS Providing & fixing Roller blinds comprising of polymer coated fibre fabric with minimum openness factor of 3% and max. of 5% as per AS standards. The fabric shall be fire retardant and have high heat reflection ratios. The roller mechanism shall be a mounted with hardwood 1 INCH OVERLAP Basic cost of blinds should not be less than Rs.80 per Sft | Sft | Façade area |  |  | 0 | 5324 |  | 0
10.02 | Desinger Blinds | Sft | [6 empty] | 0
SUB TOTAL OF ROLLER BLINDS | [5 empty] | 0 |  |  | 0

## Washroom
BILL OF QUANTITY
S.NO. |  | DESCRIPTION OF ITEM | UNIT | PHASE-1 |  |  | PHASE-2
1 |  | CIVIL & INTERIOR |  | QTY | RATE | TOTAL AMOUNT | QTY | RATE | AMOUNT
1 |  | AAC (AUTOCLAVED AERATED CONCRETE) BLOCK WALL
Providing & constructing of AAC wall set in adhesive 5mm to 10mm thick, with minimum 2 nos of 6mm dia MS bars (Including tie bars) with 75mm height cement concrete at every 4 courses. Rates to include scaffolding, curing, at all heights, constructed to true line & plumb, etc., complete as per the Architect's instructions. Note : Rate should be inclusive of Masking for fixtures & wooden frames. Wall to be built till true ceiling. Rate to include RCC lintel (Lintel overlap length - 300mm to 450mm both ends -length vary based on door size) at necessary heights for doors (Lintel - door bottom & top). Curing of blocks to be done till the satisfactory of PM's. At the junction of RCC structure & block walls, Necessary Wall hacking and cement slurry to be considered on existing structure joints overlap. * Density - 550-700 kg/m3 * Compressive strength - 30 - 50 kg/cm2 * Fire Resistant - Highly fire resistant & able to withstand the standard fire for 240minutes under load. * ISI Mark & Norms - products have ISI (BIS) norms and marking and are conforming to Indian standards. Blocks are conforming to IS 2185 (part 3). * Sound Absorption - Sound absorbency of air borne sound for 3" & 4" walls is 38 to 40 db. Mode of Measurement : Wall will be measured on one side (i.e. Total length of the wall x height of wall {LxH})
| a | 200mm thk AAC (Autoclaved Aerated Concrete) Block wall | SQFT |  |  | 0 |  |  | 0
| b | 150mm thk AAC (Autoclaved Aerated Concrete) Block wall | SQFT | 1850 |  | 0 | 1850 |  | 0
| c | 200mm thk AAC (Autoclaved Aerated Concrete) Block wall (Ledge wall upto 1200mm ht) | SQFT | 350 |  | 0 | 350 |  | 0
| d | 100mm thk AAC (Autoclaved Aerated Concrete) Block wall | SQFT |  |  | 0 |  |  | 0
[6 empty] | 0 |  |  | 0
2 |  | PLASTERING TILL TRUE CEILING BOTH SIDES |  |  |  | 0 |  |  | 0
|  | Providing and applying in one coat, 12-15mm thick plaster on internal surface of RCC / brick / block walls in cement mortar 1:4, complete to true line & plumb in all levels and locations & finished rough surface to take on POP punning / putty. Rate shall include for scaffolding, making grooves, sills, pattas, curing, surface preparation before the application of plaster, providing galvanized chicken mesh to a width of 150 mm at the junctions of masonry and RCC structure (column to wall, wall to beam, lintel to beam, corners of walls/columns etc complete) including tying in position by using suitable nails / clamps / screws and as directed etc. complete at all levels. The contractor shall make good the grooves, pockets etc. after the scaffolding is removed. Mode of Measurement : Plastering will be measured on both sides (i.e. Total length of the wall x height of wall {LxH}) |  |  |  | 0 |  |  | 0
| a | Plastering | SQFT | 6500 |  | 0 | 6500 |  | 0
| b | Rough plastering | SQFT |  |  | 0 |  |  | 0
[6 empty] | 0 |  |  | 0
3 |  | Brick bat coba filling - 200mm high (+/- 50mm vary based on site conditions) | SQFT | 1400 |  | 0 | 1400 |  | 0
|  | Providing and laying of raised floor with necessary concrete foam with 50mm thick 1:3:6 grade PCC concrete and applying in 2 layers, curing 2 days and then finishing the surface with 10mm thk of 1:6 mortar to proper level and slope. Rate to include necessary steps and ramp as per architects instructions. |  |  |  | 0 |  |  | 0
[6 empty] | 0 |  |  | 0
4 |  | Water proofing (for floor & walls) | SQFT | 1810 |  | 0 | 1810 |  | 0
|  | Providing of water proofing - chemical Treatment – the slab to be cleaned and apply 3 coats of chemical on the floor and on the peripheral walls upto 900mm. Base coat – Applying base coat of 1:6 mortar over chemical treatment on the floor and on the peripheral walls upto 450mm.Cost of the water proofing shall include cleaning of the surface of all dirt and grit before the application. The water proofed area shall be ponded and tested for a minimum of 24 hours or as per manufacturer's specification. Note - Warranty to be provided upto 10 years |  |  |  | 0
0
0
5 |  | Vitrified Tile Flooring | SQFT | 1400 |  | 0 | 1400 |  | 0
|  | Providing & laying vitrified Flooring with 1st quality homogeneous tiles of approved make, of size as per details, set in 30mm to 40mm thk 1:4 cement sand mortar, in approved design/pattern. Rate to include for laying tiles to the pattern as directed by Architect/Consultant including curing, acid wash etc. Tiles to be laid with spacers (2-3mm) in-between as per architects/PM instructions. Rate to include the cutting the tiles to size if there are any variations. Cost should include house keeping & cleaning for the vitrified flooring till the handover. To have necessary slope and tile drop as per details / site conditions. Rate to include necessary profile for tile drop area as per details. Joints to filled with epoxy grout (Latapoxy SP 100) from MYK Laticrete of approved shade. Quoted rate to include the cost of curing, protection with polythene sheet and POP overlay till hand-over. Base rate 65- 70 |  |  |  | 0 |  |  | 0
|  | Designer subway tiles for washwasion area Base rate- 120 | SQFT | 310 |  | 0 | 310 |  | 0
6 |  | Vitrified tile dado base rate- 80 Rs | SQFT | 2150 |  | 0 | 2150 |  | 0
|  | Providing & cladding of vitrified dadoing with 1st quality homogeneous tiles of approved make, of size as per drawings, set in average 6mm thk approved tile based adhesive. Rate to include for cladding tiles to the pattern as directed by Architect / Consultant including curing, soft cleaning chemical wash etc. Tiles to be cladded with 3mm spacers in between as per architects/PM instructions. Rate to include the cutting the tiles to size if there are any variations. Cost should include house keeping & cleaning of vitrified dadoing till the handover. Rate to include approved epoxy grouting matching to tile colour and also to include cladding of vitrified tile with necessary adhesive as per architects/Pms instructions. Rate to include necessary corner beading to match the vitrified tile shade. To have necessary provision for switch cutout other necessary services cut out to be considered. |  |  |  | 0 |  |  | 0
[6 empty] | 0 |  |  | 0
7 |  | Perforated aluminium metal grid ceiling (600mm x 600mm) Silhouette exposed grid | SQFT | 1400 |  | 0 | 1400 |  | 0
|  | Providing & Fixing horizontal level suspended ceiling comprising of Aluminium Lay-in Standard Perforated 600x600mm (Nominal Size) tiles made of AA-3003-H14 (Tempered) grade Aluminium suitable for architectural finishes in 0.7mm thickness as per in IS:2676 (1981) in Global white color with Square Tegular/Micro look 90˚ edge having 8mm drop and 5.5mm flange. Tile shall have perforation of hole diameter as 2.5mm and open area as 16% with linear and diagonal pitch of 5.5mm and 7.7mm respectively along with a border of 10mm. The difference between the 2 diagonal dimensions of the tile to be less than 1mm. Tiles shall be flattened by precision leveller to minimize sag to less than 1/400mm. The tile shall be electrostatically polyester powder coated using RoHS compliant powder having coating thickness ranging from 60-80 microns. The powder coating shall pass Salt Spray Test for 750 hours as per ASTM B117, QUV –A Test for 1000 hours as per ASTM G-154 – (Cycle – 1) and Humidity test for 1000 hours as per DIN 50017. The powder coating shall have an adhesion of GT0 as per EN ISO 2409. The shade variation across batches shall be delta E<1 using Excite/BYK Gardner instrument and gloss level of 25±5% at 60˚ as per ASTM D523.The tile shall have a Light Reflectance of ≥ 63% in accordance to ASTM 1477-98. Back side of the tile shall have Soundtex fleece hot pressed mechanically for uniform bonding to achieve NRC up to 0.7 (Average value of Absorption Co-efficient readings taken at 250 Hz, 500 Hz, 1000 Hz and 2000 Hz) as per ASTM C-423 and Fire Performance of class 0/1 as per BS 476 Part 6 & 7 in module size of 600x600mm |  |  |  | 0 |  |  | 0
[6 empty] | 0 |  |  | 0
8 |  | Granite wash basin running counter with vertical supports - 600mm deep | SQFT | 170 |  | 0 | 170 |  | 0
|  | Providing & fixing of wash basin running counter of 600mm depth & ht as per details. The counter top formed out of 19mm thk BWP ply boxing with necessary MS framework supports and ply surface to be finished with 19mm thk granite with kadappa stone of approved shade with edges as per details. Counter to be supported with necessary horizontal & slanting MS supports as per details. Counter to be provided with 250mm high granite splash band with necessary BWP ply backing & 300mm high granite facia with 19mm thk BWP ply backing & MS supports as per details. Necessary cutouts to be provided to fix the wash basin / soap dispenser as per details. Cost should include Borer and Antitermite treatment for block board and plywood. Rate to include sealant as per details. To have 50mm x 25mm MS frame with MS plate fixed to wall surface as per site conditions . Note : Granite with anti - Drip nosing to be given as per drawing |  |  |  | 0 |  |  | 0
[6 empty] | 0 |  |  | 0
9 |  | 75mm thk ply boxing finished with Mirror panelling | SQFT | 280 |  | 0 | 280 |  | 0
|  | Providing, fixing of 75mm thk mirror Panelling formed 50mm x 25mm x 1.2mm mm aluminium framework and cladded with 12mm thick BWP ply as per details. Ply surface to be cladded with 6mm thick float mirror of approved make & edge polished and without any defects, waves etc., shall be fixed with 3M double sided tape as per details. Modiguard float mirror shall be considered. Behind boxing to have niche for cove light & all exposed inside surface to be finished with laminate of approved shade as per details. All around the mirror panelling to be provided with powder coated modular aluminium trim as per details |  |  |  | 0 |  |  | 0
[6 empty] | 0 |  |  | 0
10 |  | Wash basin with sensor tap | Nos | 18 |  | 0 | 18 |  | 0
|  | Supplying, installing, testing and commissioningapproved make rectangular wash basin White colour fixedunder counter with single hole 15mm Long body C.P. Pillar Tap unit, 32mm dia CP waste coupling, 32mm dia C.P.bottle trap with C.P. extension pipe, 1No.15mm dia C.P. angle cock 1No. C.P. flexible inlet connection pipe G.I. expansion bolts etc., complete including silicon sealant. |  |  |  | 0 |  |  | 0
|  | Model No.: ( under counter wash basin) Make: Jaquar Angular Stop Cock Model No : Make: Jaquar Sensor Tap : Make : Jaquar Waste Coupling : Model No :709 Make: Jaquar Bottle Trap : Model No : Make: Jaquar |  |  |  | 0 |  |  | 0
[6 empty] | 0 |  |  | 0
11 |  | Automatic Soap dispenser | Nos | 8 |  | 0 | 8 |  | 0
|  | Supply and Fixing of approved make automatic soap dispensor complete with CP fixing and screws etc., complete. Model No.: Make: |  |  |  | 0 |  |  | 0
[6 empty] | 0 |  |  | 0
12 |  | Automatic tissue paper dispenser | Nos |  |  | 0 |  |  | 0
|  | Supply and fixing of approved make tissue paper towel dispenser including necessary accessories etc., complete. Model No.: Make : |  |  |  | 0 |  |  | 0
[6 empty] | 0 |  |  | 0
13 |  | Automatic Hand Dryer | Nos | 6 |  | 0 | 6 |  | 0
|  | Supply and Fixing of approved make Hand dryers complete with CP fixing and screws etc., complete. Model No.: Make: |  |  |  | 0 |  |  | 0
[6 empty] | 0 |  |  | 0
14 |  | EWC (Wall Mounted) including health faucet | Nos | 24 |  | 0 | 24 |  | 0
|  | Supplying, installing, testing and commissioning of approved colour European water closet wall hung type with Concealed Cistern. The quoted price shall include Concealed Cistern Dual Flush front operated for actuator plates Push button type with built in stop valve CP wall flanges, Protection cover for service opening colour plastic solid seat and cover with rubber buffers and flap, heavy duty plastic hinges,C.I. chair bracket, health faucet etc., all complete as directed by architect / client. Rate to include powder coated chair bracket support as per details. |  |  |  | 0 |  |  | 0
|  | Make : Jaquar EWC Wall Hung : Concealed Cistern : Health Faucet : Angular Stop Cock : |  |  |  | 0 |  |  | 0
[6 empty] | 0 |  |  | 0
15 |  | Toilet paper holder | Nos |  |  | 0 |  |  | 0
|  | Supplying and Fixing of approved make recessed type C.P. toilet paper holder including C.P.screws etc., complete. Model No : Make: Jaquar |  |  |  | 0 |  |  | 0
[6 empty] | 0 |  |  | 0
16 |  | Urinals with sensors | Nos | 10 |  | 0 | 10 |  | 0
|  | Supplying, installing, testing and commissioning approved make white coloured large flat back urinals with 40mm C.P. dome type waste coupling 40mmC.P. bottle trap with C.P. extension pipe, 15mm dia solenoid valve unit & Electric / Battery Operated sensor unit for automatic flushing with necessary electrical etc., C.P.spreader unit GI expansion bolts etc., complete (Urinal partition excluded) Rate to include powder coated MS bracket support for urinals as per details |  |  |  | 0 |  |  | 0
|  | Urinal Make : Jaquar Model No : URS-WHT-13253O Electric Sensor Model No : SNR-STL-51087G Make: Jaquar |  |  |  | 0 |  |  | 0
[6 empty] | 0 |  |  | 0
17 |  | Urinal Divider | Nos | 8 |  | 0 | 8 |  | 0
|  | Providing and fixing 900 (H) X 450/300 (W) Urinal Partition, IARA : 1810-US from Jaquar with 12mm thick frosted safety glass and including the chrome hardware, complete set. |  |  |  | 0 |  |  | 0
[6 empty] | 0 |  |  | 0
18 |  | Double Coat Hook - EWC area captured | Nos |  |  | 0 |  |  | 0
|  | Supplying and Fixing of approved make double coat hook including C.P.screws etc., complete. Model No : Make: Jaquar |  |  |  | 0 |  |  | 0
[6 empty] | 0 |  |  | 0
19 |  | Granite ledge - 150mm to 200mm wide | Rmt | 60 |  | 0 | 20 |  | 0
|  | Providing and fixing of granite ledge formed of 20mm thick & 150mm to 200mm wide pre polished granite ledge to be fixed using necessary 1:4 cement mortar as per details. Rate to include nosing as per architects instruction |  |  |  | 0 |  |  | 0
[6 empty] | 0 |  |  | 0
20 |  | Granite jamb for door opening | Rmt | 78 |  | 0 | 78 |  | 0
|  | Providing and fixing of granite jambs formed of 19mm thick & 150mm to 200mm wide pre polished granite jambs and jambs to be fixed using necessary 1:4 cement mortar or adhesive as per details. Rate to include bullnose edging as per architects instruction. |  |  |  | 0 |  |  | 0
[6 empty] | 0 |  |  | 0
[6 empty] | 0 |  |  | 0
[6 empty] | 0 |  |  | 0
21 |  | Cubicals | Nos | 24 |  | 0 | 24 |  | 0
|  | Providing and Fixing Cubical incuding fittin doors for WC. |  |  |  | 0 |  |  | 0
[6 empty] | 0 |  |  | 0
22 |  | Core cutting |  |  |  | 0 |  |  | 0
|  | Providing and making core cut of Following dia in RCC slab of thickness 225mm, with core cutting machine, cleaning etc complete. Note: The contractor should determine the location of beams/post tensioned tendons before carrying out the operation, getting prior approval from the builder/structural consultant and cutting all reinforcement by gas cutting machine or as directed etc. complete. Cost to include scanning of the wall as per site condition & as per architects instruction. |  |  |  | 0 |  |  | 0
| a | 100mm Dia. | Nos |  |  | 0 |  |  | 0
| b | 150mm Dia. | Nos | 2 |  | 0 | 2 |  | 0
| c | 200mm Dia. | Nos |  |  | 0 |  |  | 0
[6 empty] | 0 |  |  | 0
[6 empty] | 0 |  |  | 0
23 |  | Modular Single leaf Solid door finished with laminate & fixed with modular Black anodised aluminium door frame |  |  |  | 0 |  |  | 0
|  | Construction: 38mm thick solid flush door shutter finished (1mm thick laminate + 38mm thick solid flush Shutter + 1mm thick laminate) in laminate on both sides including grooves to pattern with edge lipping all-round the shutter as per the detail drawings |  |  |  | 0 |  |  | 0
|  | Vision panel : Formed of 8mm thk toughened glass with frost film that is hermetically sealed in the factory. The glass and door edges must be appropriately sealed using acoustical sealants. To have 10mm x 10mm teak wooden beading finished with laminate to match shutter finish as per details. |  |  |  | 0 |  |  | 0
|  | Modular Frame : 105 x 30mm modular Black anodised aluminium wideline door frame as per architect approval & manufacturer specifications. |  |  |  | 0 |  |  | 0
|  | Hardware : |  |  |  | 0 |  |  | 0
|  | Hinges : As per architects / clients approval |  |  |  | 0 |  |  | 0
|  | Lock set : As per architects / clients approval |  |  |  | 0 |  |  | 0
|  | Door Handle : As per architects / clients approval |  |  |  | 0 |  |  | 0
|  | Exposed Door Closer with hold open : As per architects / clients approval |  |  |  | 0 |  |  | 0
|  | Door Stopper : As per architects / clients approval |  |  |  | 0 |  |  | 0
|  | Seals : Drop down acoustic door seals - As per architects / clients approval |  |  |  | 0 |  |  | 0
|  | Rate to include 3mm undercut & nail groove |  |  |  | 0 |  |  | 0
|  | And complete with all hardware as per Architect's approval |  |  |  | 0 |  |  | 0
|  | Acoustic perimeter and drop - down seals, rebated frame, vendors to submit accredited lab test certificate |  |  |  | 0 |  |  | 0
| ID2 | Modular Single leaf Solid door of size 1000mm x 2400mm finished with laminate & fixed with modular Black anodised aluminium door frame | Nos | 4 |  | 0 | 4 |  | 0
| ID3 | Modular Single leaf Solid door of size 750mm x 2400mm finished with laminate & fixed with modular Black anodised aluminium door frame (Without vision panel | Nos |  |  | 0 |  |  | 0
[6 empty] | 0 |  |  | 0
24 |  | Full height storage finished with laminate - 450mm deep (Janitor storage) | sqft |  |  | 0 |  |  | 0
|  | Providing, fabricating and fixing Full height storage of size 450mm x ht as per details made of 19mm thick BWP ply finished with laminate. To have necessary 12mm BWP ply backing finished with laminate as per details. Storage to have necessary adjustable shelves formed of 19mm BWP ply finished with laminate. Shutters to be ply surface finished with laminate approved make with necessary hardwares with powder coated profile handle as per details. Storage to have necessary hardwares like hinges, Profile handle magnetic catchers and locks etc., of approved make and quality. Each shutters to have individual locks as per details. All the inside surfaces to be finished with laminate of approved shade & outside shutter to be finished with laminate with necessary hardware / adhesive. To have necessary CNC cut louver as per drawings |  |  |  | 0 |  |  | 0
Sanitary internal fixtures
| 1 | Supplying installing testing and commissioning of flexible connector coupling to the water closet to the required length and level as per site conditions. | Nos.
| 2 | Supplying installing testing and commissioning of cockroach trap with grating of 150 x 150 size SS or CP finished. The trap is fixed over the floor trap. The rate is inclusive of necessary consumables like white cement etc complete to the satisfaction of engineer in charge. | Nos. | 35 |  | 0 | 35 |  | 0
[6 empty] | 0 |  |  | 0
| 3 | Supplying installing testing and commissioning of brass clean out plugs screwed to base frame made out of brass, fixed over the drainage pipe, including necessary consumables like white cement etc complete to the satisfaction of engineer in charge. |  |  |  | 0 |  |  | 0
| a | Dia 150 mm | Nos. | 18 |  | 0 | 18 |  | 0
| a | Dia 100 mm | Nos. |  |  | 0 |  |  | 0
| b | Dia 75 mm | Nos. |  |  | 0 |  |  | 0
[6 empty] | 0 |  |  | 0
| 5 | Supplying installing testing and commissioning of CP angle valve 1/2" X 3/8" of approved make and model. |  |  |  | 0 |  |  | 0
|  | Schell regulating angle valve - Comfort. 6 LPM 60 psi. | Nos. | 24 |  | 0 | 24 |  | 0
|  | Jaquar make 3057 | Nos. |  |  | 0 |  |  | 0
[6 empty] | 0 |  |  | 0
| 6 | Supplying installing testing and commissioning of braided flexible pipes of 450 mm long to connect the angle valve and the CP fittings. | Nos. | 18 |  | 0 | 18 |  | 0
|  | ALD 805B / ALD 803AB |  |  |  | 0 |  |  | 0
[6 empty] | 0 |  |  | 0
| 7 | Supplying installing testing and commissioning Stainless steel kitchen sink with single drain board of size as mentioned with full thread waste coupling , made out of salem steel 1 mm thick to the satisfaction of engineer in charge. The price should include necessary supports |  |  |  | 0 |  |  | 0
| a | Size: 900x450mm | Nos. | 1 |  | 0 | 1 |  | 0
| b | Size: 450x450mm | Nos. |  |  | 0
0
| 8 | Supplying installing testing and commissioning of sink swivel mixer of CP brass of approved brand and model (continental series of jaquar or equivalent) | Nos. | 1 |  | 0 | 1 |  | 0
0
Internal services - Water supply & Drainage ( PVC Pipe)
| 1 | Supplying installing on wall, ceiling & floor, approved quality, PCV Pipe pipe
C.I. Heavy class pipe sleeves of specified diameter corresponding to the pipe size shall be provided wherever the pipes are crossing the fire rated walls/floors slab and sealing the sleeves with glass wool in between and fire sealant compound on either end, to the satisfaction of engineer in charge.
| a | 100 mm | M | 80 |  | 0 | 80 |  | 0
| b | 80 mm | M | 40 |  | 0 | 40 |  | 0
| c | 65 mm | M | 50 |  | 0 | 50 |  | 0
| d | 50 mm | M | 35 |  | 0 | 35 |  | 0
| e | 40 mm | M | 20 |  | 0 | 20 |  | 0
| 2 | Supplying installing on wall, ceiling and floor, approved quality, CPVC SDR 11 pipes and fittings, conforming to ASTM D 2785, ASTM D 2846, for sizes up to 50 mm and Sch 80 industrial piping for sizes above 50 mm confirming to ASTM F441, for hot water supplies, approved make, including jointing with CPVC solvent cement and ensuring airtight joints, with necessary specials, couplers, unions, elbow, equal tees, tail piece, adapter (both male and female of brass threads), reducer (single stage, double stage and triple stage), end cap, fabricated bend, etc., including testing, commissioning, cutting, making good the wall, ceiling and floor etc. with CM 1:4, complete of the following nominal diameter (NB) size: The price quoted shall also include necessary structural supports galvanized or painted with one coat of red oxide primer and 2 coats of enamel paint of approved shade and brand. The wall chasings should be plastered with wiremesh of 6mm thick.
G.I. Heavy class pipe sleeves of specified diameter corresponding to the pipe size shall be provided wherever the pipes are crossing the fire rated walls/floors slab and sealing the sleeves with glass wool in between and fire sealant compound on either end, to the satisfaction of engineer in charge.
| a | 100 mm | M
| b | 80 mm | M
| c | 65 mm | M |  |  | 0
| d | 50 mm | M | 30 |  | 0 | 30 |  | 0
| e | 40 mm | M | 40 |  | 0 | 40 |  | 0
| f | 32 mm | M | 80 |  | 0 | 80 |  | 0
| g | 25 mm | M | 80 |  | 0 | 80 |  | 0
| h | 20 mm | M | 50 |  | 0 | 50 |  | 0
| i | 15 mm | M | 120 |  | 0 | 120 |  | 0
| 3 | Supplying installing testing and commissioning heavy quality cast bronze / brass ball valves of approved make, including flanges / unions, nuts, bolts, washers, etc. complete, as approved by the Architect and Engineer-in-charge for water supply lines of the following nominal bore (NB) size: (PN10. ), Make Zolo or Any Equivalent (to IS 778-1971) 10 KG/Sq.Cm. class.
| a | 100 mm | Nos.
| b | 80 mm | Nos.
| c | 65 mm | Nos.
| d | 50 mm | Nos.
| e | 40 mm | Nos. | 6 |  | 0 | 6 |  | 0
| f | 32 mm | Nos. | 6 |  | 0 | 6 |  | 0
| g | 25 mm | Nos. | 15 |  | 0 | 15 |  | 0
| h | 20 mm | Nos. | 4 |  | 0 | 4 |  | 0
| i | 15 mm | Nos. | 24 |  | 0 | 24 |  | 0
0
| 4 | Supplying installing testing and commissioning of heavy quality CI wafer type butterfly valve with ss disc, rubber gasket, flanges,nuts, bolts, washers, etc. complete, as per specification approved by the Engineer-in-charge for water supply lines of the following nominal bore (NB) size: PN10
| a | 200 mm | Nos.
| b | 150 mm | Nos.
| c | 100 mm | Nos.
| d | 80 mm | Nos.
| e | 65 mm | Nos.
| 6 | Supplying installing testing and commissioning of PVC pipes confirming to IS 13592 class B including necessary specials like yee, tee, elbow, coupling, access cap, boss connectors, fabricated fittings, etc with or with out rubber ring / solvent weld etc complete as per specification complete to the satisfaction of engineer in charge. The price quoted shall also include necessary structural supports galvanized or painted with one coat of red oxide primer and 2 coats of enamel paint of approved shade and brand.
|  | TOTAL |  |  |  | 0 |  |  | 0

## Electrical
BOQ - ELECTRICAL
|  |  | PHASE-1 |  |  | PHASE-2
SLNO | DESCRIPTION | UNIT | QTY | RATES | AMOUNT | QTY | RATES | AMOUNT
ELECTRICAL WORK SUMMARY
1.1.0 | LT CABLES |  |  |  | 0 |  |  | 0
2.1.0 | CABLE TRAY & ACCESSORIES |  |  |  | 0 |  |  | 0
3.1.0 | MAIN PANELS |  |  |  | 0 |  |  | 0
3.2.0 | DISTURBUTION BOARDS |  |  |  | 0 |  |  | 0
4.1.0 | SUB MAINS & CIRCUIT MAINS |  |  |  | 0 |  |  | 0
5.1.0 | POINT WIRING |  |  |  | 0 |  |  | 0
6.1.0 | RAW POWER & UPS SOCKETS: |  |  |  | 0 |  |  | 0
7.1.0 | EARTHING SYSTEM |  |  |  | 0 |  |  | 0
8.1.0 | MISCELLANEOUS WORKS |  |  |  | 0 |  |  | 0
| SUB TOTAL EXCLUDING TAXES- PART A |  |  |  | 0 |  |  | 0
Note:
1) | All materials & work shall be as per standards, EB and Inspectorate rules & local practice.
2) | The Earth strip/cable from Earth pit location to Main Ups / Electrical RM is assumed Actual shall be as per site condition
1.1.0 | LT CABLES
Aluminium Cables
Supply and laying of 1.1 kV grade armoured XLPE sheathed, steel armoured, aluminium conductor, power cables of only approved make: Laying rates to include for all required Cable Clamps, Cable Identification Tags at required intervals,& other itepvclike cable ferrules / cable-tags at each end of the cables laid. For the same Cross Sectional area of Cables, The cables shall be laid in tray, as required. Cables will not be procured based on BOQ only. Actual measurements will be taken by Contractor before ordering, based on Drawings & Site condition.
Standards applicable For below cable
IS 7098, Part 1- XLPE Cables
IS 1554, Part 1, 1988- pvcArmoured Cables
IS 694 pvc Flexible Cables
1.1.1 | 3.5C x 240 sqmm Al Ar. cable | Mtr
1.1.2 | 3.5C x150 sqmm Al Ar. cable | Mtr | 220 |  | 0 |  |  | 0
1.1.2 | 3.5C x120 sqmm Al Ar. cable | Mtr | 40 |  | 0 |  |  | 0
1.1.3 | 3.5C x 95 sqmm Al Ar. cable | Mtr |  |  | 0 |  |  | 0
1.1.4 | 3.5C x 70 sqmm Al Ar. cable | Mtr | 100 |  | 0 |  |  | 0
1.1.5 | 3.5C x 50 sqmm Al Ar. cable | Mtr |  |  | 0 |  |  | 0
1.1.6 | 4C x 35sqmm Al Ar cable | Mtr |  |  | 0 |  |  | 0
1.1.7 | 4C x 25sqmm Al Ar cable | Mtr | 180 |  | 0 | 450 |  | 0
1.1.8 | 4C x 16sqmm Al Ar cable | Mtr | 180 |  | 0 | 450 |  | 0
1.1.9 | 4C x 70 sqmm CU. Ar cable | Mtr | 40 |  | 0 |  |  | 0
1.1.10 | 4C x 50sqmm CU. Ar cable | Mtr | 20 |  | 0 |  |  | 0
1.1.11 | 4C x 25sqmm CU. Ar cable | Mtr | 30 |  | 0 |  |  | 0
1.1.12 | 4C x 16sqmm CU Ar cable | Mtr | 90 |  | 0 |  |  | 0
1.1.13 | 4C x 10sqmm CU Ar cable | Mtr | 80 |  | 0 | 50 |  | 0
1.1.14 | 3C x 10 SQMM Cu Ar cable | Mtr |  |  | 0 |  |  | 0
| Copper Cables |  |  |  | 0 |  |  | 0
1.1.8 | 1C x 70 SQMM CU Flexible cable | Mtr | 110 |  | 0 |  |  | 0
1.1.9 | 1C x 50 SQMM CU Flexible cable | Mtr | 30 |  | 0 |  |  | 0
1.1.10 | 1C x 35 SQMM CU Flexible cable | Mtr |  |  | 0 |  |  | 0
1.1.11 | 1C x 25 SQMM CU Flexible cable | Mtr | 80 |  | 0 |  |  | 0
1.1.12 | 1C x 16 SQMM CU Flexible cable | Mtr |  |  | 0 |  |  | 0
1.1.13 | 1C x 10 SQMM CU Flexible cable | Mtr | 100 |  | 0 | 50 |  | 0
1.1.14 | 1C x 6 SQMM CU Flexible cable | Mtr |  |  | 0 |  |  | 0
1.1.15 | 3C x 10 SQMM CU FLEXIBLE cable | Mtr | 90 |  | 0 | 60 |  | 0
1.1.16 | 3Cx 6sqmm copper flexible FRLS cable for server racks | Mtr | 120 |  | 0 | 80 |  | 0
[5 empty] | 0 |  |  | 0
1.2.0 | Cable End Termination |  |  |  | 0 |  |  | 0
| Providing end termination for the above mentioned cables including supply of brass glands, solder less crimping type copper sockets, etc., complete. |  |  |  | 0 |  |  | 0
| All end terminations for cables above shall be of Single compression up to 70sqmm & Double compression for above 70sqmm |  |  |  | 0 |  |  | 0
| Aluminium Cables |  |  |  | 0 |  |  | 0
1.2.1 | 3.5C x 240 sqmm Al Ar. cable | Nos. |  |  | 0 |  |  | 0
1.2.2 | 3.5C x150 sqmm Al Ar. cable | Nos. | 4 |  | 0 | 4 |  | 0
1.1.2 | 3.5C x120 sqmm Al Ar. cable | Mtr | 2 |  | 0 |  |  | 0
1.2.3 | 3.5C x 95 sqmm Al Ar. cable | Nos. |  |  | 0 |  |  | 0
1.2.4 | 3.5C x 70 sqmm Al Ar. cable | Nos. | 4 |  | 0 |  |  | 0
1.2.5 | 3.5C x 50 sqmm Al Ar. cable | Nos. |  |  | 0 |  |  | 0
1.2.6 | 4C x 35sqmm Al Ar cable | Nos. |  |  | 0 |  |  | 0
1.2.7 | 4C x 25sqmm Al Ar cable | Nos. | 6 |  | 0 | 12 |  | 0
1.2.8 | 4C x 16sqmm Al Ar cable | Nos. | 6 |  | 0 | 12 |  | 0
1.2.9 | 4C x 70sqmm CU. Ar cable | Nos. | 4 |  | 0 |  |  | 0
1.2.10 | 4C x 50sqmm CU. Ar cable | Nos. | 2 |  | 0 |  |  | 0
1.2.11 | 4C x 25sqmm CU. Ar cable | Nos. | 4 |  | 0 |  |  | 0
1.2.12 | 4C x 16sqmm CU Ar cable | Nos. | 10 |  | 0 | 8 |  | 0
1.2.13 | 4C x 10sqmm CU Ar cable | Nos. | 10 |  | 0 |  |  | 0
1.2.14 | 3C x 10 SQMM Al Ar cable | Nos. | 10 |  | 0 | 10 |  | 0
| Copper Cables |  |  |  | 0 |  |  | 0
1.2.8 | 1C x 70SQMM CU Flexible cable | Nos. | 16 |  | 0 |  |  | 0
1.2.9 | 1C x 50 SQMM CU Flexible cable | Nos. | 8 |  | 0 |  |  | 0
1.2.10 | 1C x 35 SQMM CU Flexible cable | Nos. | 10 |  | 0 |  |  | 0
1.2.11 | 1C x 25 SQMM CU Flexible cable | Nos. | 12 |  | 0 |  |  | 0
1.2.12 | 1C x 16 SQMM CU Flexible cable | Nos. |  |  | 0 |  |  | 0
1.2.13 | 1C x 10 SQMM CU Flexible cable | Nos. |  |  | 0 |  |  | 0
1.2.14 | 1C x 6 SQMM CU Flexible cable | Nos. |  |  | 0 |  |  | 0
1.2.15 | 3C x 10 SQMM CU FLEXIBLE cable | Nos. |  |  | 0 |  |  | 0
1.2.16 | 3Cx 6sqmm copper flexible cable | Nos. | 16 |  | 0 | 10 |  | 0
| TOTAL - 1.1.0 LT CABLES |  |  |  | 0 |  |  | 0
2.1.0 | CABLE TRAY & ACCESSORIES
Supply and Erection of 1.2mm thick Ladder / pvcPowder coated Perforated type & pregalvanised for Indoor. Cable trays made of rolled GI Sheet & shall comprise of 'C' type side runners, bolted slotted rungs at 300mm interval.
Note: All Ladder Trays & Raceways shall be pregalvanised
2.1.1 | 1.2mm thick 50mm W x 50mm GI Perforated Tray. | Mtr |  |  | 0 | 150 |  | 0
2.1.1 | 1.2mm thick 100mm W x 50mm GI Perforated Tray. | Mtr |  |  | 0 | 260 |  | 0
2.1.2 | 1.2mm thick 200mm W x 50mm GI Perforated Tray. | Mtr | 150 |  | 0 |  |  | 0
2.1.3 | 1.2mm thick 300mm W x 50mm GI Perforated Tray. | Mtr | 220 |  | 0 |  |  | 0
2.1.4 | 1.2mm thick 450mm W x 50mm GI Perforated Tray. | Mtr | 40 |  | 0 |  |  | 0
[5 empty] | 0 |  |  | 0
2.2.0 | METALLIC RACE WAYS & ACCESSORIES |  |  |  | 0 |  |  | 0
| Supply, fabrication and Erection of raceways made out of 1.6mm. GI sheet with counter sunk type screws / 1.6mm Press to fit type cover. The race way will be fixed to wall / ceiling/columns/floor with necessary interconnections, GI hardware to make the installation complete, The rate shall include 'C' channels, threaded down rods of sizes 8/10 mm dia for fixing to anchor fastener, anchor bolts |  |  |  | 0 |  |  | 0
[5 empty] | 0 |  |  | 0
2.2.1 | 100mm W x 40mm GI Raceway with cover | Mtr | 80 |  | 0 | 250 |  | 0
2.2.2 | 200mm W x 40mm GI Raceway with cover | Mtr | 60 |  | 0 | 190 |  | 0
2.2.3 | 250mm W x 40mm GI Raceway with cover | Mtr | 50 |  | 0 | 250 |  | 0
2.2.3 | 300mm W x 40mm GI Raceway with cover | Mtr | 80 |  | 0 | 50 |  | 0
2.2.3 | 450mm W x 40mm GI Raceway with cover | Mtr | 6 |  | 0 | 6 |  | 0
[5 empty] | 0 |  |  | 0
2.3.0 | JUNCTION BOXES FOR RACE WAYS |  |  |  | 0 |  |  | 0
| Supply and installation of Junction boxes of the following sizes made of 1.2mm thick screwed covers. The junction boxes shall be fabricated of same material as race ways. Junction box repairing should be inclusive wooden frame in respect to carpet laying. |  |  |  | 0 |  |  | 0
[5 empty] | 0 |  |  | 0
2.3.1 | 150 x 150 x 50mm junction box | No | 50 |  | 0 | 210 |  | 0
2.3.3 | 250 x 250 x 50mm junction box | No | 45 |  | 0 | 90 |  | 0
2.3.4 | 350 x 350 x 50mm junction box | No | 80 |  | 0 | 150 |  | 0
2.3.5 | 450 x 450 x 50mm junction box | No | 2 |  | 0 |  |  | 0
0
| TOTAL - 2.1.0 - CABLE TRAY & ACCESSORIES |  |  |  | 0 |  |  | 0
0
3.1.0 | MAIN PANELS |  |  |  | 0
0
| Design, fabrication, assembling, wiring, supply, installation, testing & commissioning of Modular type Main distribution boards & sub distribution boards fabricated out of 14 gauge CRCA sheet steel in cubicle design, fully compartmentalized and of modular construction. Cable gland plates shall be provided at "top & bottom" both. |  |  |  | 0
| Galvanised hardware with zinc passivation shall be used in fabrication of boards. |  |  |  | 0
| Front side of the panel should be painted as per the approved shade from Consultants / Architects. |  |  |  | 0
| The cost is inclusive of shifting and unloading |  |  |  | 0
3.1.1 | 400- 600 A Dual Soruce MAIN RAW POWER PANEL Electrical Interlocking as per SLD with CQRS | Nos | 1 |  | 0 |  |  | 0
3.1.2 | 200 A UPS O/P PANEL as per SLD | Nos | 1 |  | 0 |  |  | 0
3.1.3 | 100 A HVAC Panel VTPB Panel | Nos |  |  | 0 |  |  | 0
| TOTAL - 3.1.0 - Main LT Panels |  |  |  | 0 |  |  | 0
3.2.0 | DISTRIBUTION BOARDS
Surface mounting double door type MCB DBs conforming to the specification and fabricated out of 1.2 mm CRCA sheet with powder coated with lockable hinged front door with cable gland plate, conduit knockouts. The DBs shall comprise of 10kA breaking capacity, current limiting type MCBs, 63A Neutral terminal block for incomer, insulated fork type phase bus bars, neutral terminal bar insulated earth terminal bar for each phase and complete with interconnecting wiring. Note: 1) MCB's : 10kA 'C' Curve for Lighting & Raw power, 10kA 'D' Curve for UPS Distribution . 2) Laminated A4 size SLD copy shall be pasted inside DB door. Also rate shall include with extra blanker & MCB shorting & termination wire from TPN to each phase DP.
3.2.1 | 14 WAY TPN DB- (RAW POWER & UPS DB) Flexi DB | No. | 2 |  | 0 | 8 |  | 0
Incomer - 63A, 10kA 4P MCB C CURVE
Sub Incomer - 40A, DP RCCB - 3 Nos
Outgoings - 16A SP MCB D-Curve - 30 Nos
3.2.1 | 14 WAY TPN DB- (Light DB ) FLexi DB | No. | 1 |  | 0 | 5 |  | 0
Incomer - 63A, 10kA 4P MCB C CURVE
Sub Incomer - 40A, DP RCCB - 3 Nos
Outgoings - 16A SP MCB C-Curve - 30 Nos
3.2.2 | 8 WAY TPN DB- (AC DB) | No. | 1 |  | 0 | 1 |  | 0
Incomer - 63A, 10kA 4P MCB C CURVE
Sub Incomer - 40A, DP RCCB 30 mA - 3 Nos
Outgoings - 16A SP MCB C-Curve - 18 Nos
3.2.4 | 12 WAY SPN DB- ( EMR LTG DB) | No. | 1 |  | 0 | 1 |  | 0
Incomer - 40A DP RCCB
Outgoings - 10A SP MCB C-Curve - 10 Nos
3.2.5 | 8 WAY SPN DB- (Server DB) | No. | 2 |  | 0 |  |  | 0
Incomer - 40A DP RCCB
Outgoings - 16A DP MCB C-Curve - 6 Nos
3.2.6 | 8 WAY SPN DB- (VRF DB ) | No. | 1 |  | 0 | 1 |  | 0
Incomer - 40A DP RCCB
Outgoings - 16A DP MCB C-Curve - 6 Nos
3.2.7 | 8 WAY SPN DB- (Vav) | No. | 1 |  | 0 | 1 |  | 0
Incomer - 40A DP RCCB
Outgoings - 16A DP MCB C-Curve - 6 Nos
| Total - 3.1.0 DISTURBUTION BOARDS |  |  |  | 0 |  |  | 0
4.1.0 | SUB MAINS & CIRCUIT MAINS
Supply and laying of 1100V grade multi strand flexible sub / circuit mains providing ferrules & terminating wires on either ends by providing copper lugs and carrying out surface / concealed wiring. Most of the area have false ceiling and conduits shall run exposed above false ceiling. Circuit mains shall be measured from DB to switch board and looping from switch board to switch board. There shall not be any joints in the circuits, only looping is allowed in terminal blocks & in switches / socket outlets. The rate shall include grooving of walls, rough plastering, 'C' channels, threaded down rods of sizes 8 & 10 mm dia for fixing to anchor fastener, anchor bolts.
Sub Mains & Circuit Mains for Lighting & Raw power , UPS, AC and Server Loads
4.1.1 | 2R*2.5 Sqmm + 1R*1.5 FRLS Wires | Mtr | 1000 |  | 0 | 1080 |  | 0
4.1.3 | 3C x 2.5 Sqmm Cu. FRLS Cable | Mtr | 200 |  | 0 | 7200 |  | 0
4.1.4 | 3C x 4 Sqmm Cu. FRLS Cable | Mtr | 210 |  | 0 | 560 |  | 0
4.1.5 | 3C x 6 Sqmm Cu. FRLS Cable | Mtr | 250 |  | 0 | 350 |  | 0
| TOTAL-4.1.0 SUB MAINS & CIRCUIT MAINS |  |  |  | 0 |  |  | 0
5.1.0 | POINT WIRING
Point Wiring of light points complete with all wiring materials such as 1100V grade multi strand flexible FRLS copper wire of minimum size of 2R x 1.5Sq.mm + 1R X 1.5 Sqmm FRLS Wire in MS Conduit, Junction boxes, bends & other accessories. Rate shall include decorative 6A modular type switches / face plate in zinc passivated switch boxes . Points shall be terminated at light fixtures with ferrules, 4 way connector, wire ends shall not be loose / bare with GI Flexible drops. The rate shall include necessary civil works for embedding conduits and boxes.
Note: The rate shall be worked out considering the average ceiling height of 3.3mtrs & shall not be measured on RM basis
5.1 | Lighting - Switch Control |  |  |  | 0 |  |  | 0
A | Primary Light Points | Nos. | 60 |  | 0 | 150 |  | 0
B | Secondary Light Points | Nos. | 100 |  | 0 | 480 |  | 0
[5 empty] | 0 |  |  | 0
5.1.2 | MCB Control- Workstaion area |  |  |  | 0 |  |  | 0
A | Primary Light Points | Nos. | 10 |  | 0 | 50 |  | 0
B | Secondary Light Points | Nos. | 30 |  | 0 | 120 |  | 0
[5 empty] | 0 |  |  | 0
5.1.3 | Emergency - MCB Control |  |  |  | 0 |  |  | 0
A | Primary Light Points | Nos. | 4 |  | 0 | 8 |  | 0
B | Secondary Light Points | Nos. | 20 |  | 0 | 35 |  | 0
| TOTAL- 5.1.0 POINT WIRING |  |  |  | 0 |  |  | 0
6.1.0 | UPS & RAW POWER SOCKETS:
240V, Single phase decorative/Industrial type switch socket outlets complete with front plate housed in passivated steel enclosure a and all required accessories. The rate shall also include cost of providing numbered stickers on the switch plates. Colour approval for the faceplate shall be taken from the Architects before ordering.
6.1.1 | 1no. 6A/16A 3pin universal socket controlled by 16A SP Switch with back boxes | No. | 20 |  | 0 | 90 |  | 0
6.1.2 | 2 nos. 6A, Intel 3 pin socket controlled by 16A SP Switch and cover Plates with back boxes | Nos. | 50 |  | 0 | 920 |  | 0
6.1.3 | 3 nos. 6A, Intel 3 pin socket controlled by 16A SP Switch and cover Plates with back boxes | Nos. | 5 |  | 0 | 25 |  | 0
6.1.4 | 1nos. 32A Industrial Socket Solution with Insulated Plug | Nos. | 6 |  | 0 |  |  | 0
6.1.5 | 1nos. 16A Industrial Socket Solution with Insulated Plug | Nos. |  |  | 0 |  |  | 0
6.1.6 | 1nos. 63A 4P MCB with Weatherproof Enclosure Box ( outdoor ) | Nos. | 3 |  | 0 |  |  | 0
6.1.7 | 1nos. 100/125A 4P MCCB with Enclosure Box ( For 10kva UPS) | Nos. |  |  | 0 |  |  | 0
6.1.8 | 1nos. 32/40A 4P MCB with Enclosure Box | Nos. |  |  | 0 |  |  | 0
6.1.9 | 1nos. 40/63A DP MCB with Enclosure Box ( Inverter & UPS ) | Nos. | 4 |  | 0 |  |  | 0
6.1.9 | 1nos. 16A DP MCB with Enclosure Box | Nos. |  |  | 0 |  |  | 0
6.1.10 | Supply and installtion of 63A, 3 PIN, IP67, 400V Industrial plug and socket with 32A 4P MCB control. . The unit shall be simillar to Mennekes make or Equivalent | Nos. | 5 |  | 0 |  |  | 0
6.1.11 | Supply, installation, testing & commissioning of 2 Module GI metal back bax for networking. | Nos. | 150 |  | 0 |  |  | 0
6.1.12 | Outdoor 63 A TPN With Encloser box | Nos. | 4 |  | 0 |  |  | 0
| TOTAL-6.1.0 RAW POWER & UPS SOCKETS: |  |  |  | 0 |  |  | 0
7.1.0 | EARTHING SYSTEM
1 | Providing and laying earthing conductors of GI strip/wire including necessary accessories, clamping to walls, cables etc. as required and interconnection between lengths as per specifications and as per good installation practice. The rate shall include all supports, accessories and hardware necessary for proper installation.
| 25 x 3mm G.I strip | Rm | 350 |  | 0 | 250 |  | 0
| 8 SWG GI Wire | Rm | 150 |  | 0 | 250 |  | 0
| 25 x 3mm Cu. Flat with sleeve | Rm | 20 |  | 0 |  |  | 0
2 | Providing and laying earthing conductors of copper strip/wire including necessary accessories, clamping to walls, cables etc. as required and interconnection between lengths as per specifications and as per good installation practice. The rate shall include all supports, accessories and hardware necessary for proper installation. Quoted rate also includes termination |  |  |  | 0 |  |  | 0
| 1C x 6 sq.mm pvcinsulated copper wire FRLS | Rm | 110 |  | 0 | 200 |  | 0
| 1C x 10 sq.mm pvcinsulated copper wire FRLS | Rm | 50 |  | 0 | 100 |  | 0
| 1C x 16 sq.mm pvcinsulated copper wire FRLS | Rm | 120 |  | 0 | 100 |  | 0
| 1C x 25 sq.mm pvcinsulated copper wire FRLS | Rm | 250 |  | 0 |  |  | 0
| 1C x 50 sq.mm pvcinsulated copper wire FRLS | Rm |  |  | 0 |  |  | 0
3 | Supply and installation of ASHLOK earthing system with 80mm dia, 3000mm long, Copper bonded earth electrode, one inserted inside the other. Both the pipes shall be subjected to hot dip galvanization:80-100 microns on the outer electrode and 250-300 microns inside electrode. The empty space shall be filled with Crystalline Conductive Mixture. Also include 450mm x 450mm CI frame and heavy duty CI / FRP Cover & brick masonry chamber, GI funnel to be provided which has to be arc welded with the electrode, complete . as per earthing schedule. ASHLOK - Model T-39. - For all Neutral earthing. | Nos | 2 |  | 0 |  |  | 0
4 | Supply and installation of ASHLOK earthing system with 80mm dia, 3000mm long, Mild steel pipe, one inserted inside the other. Both the pipes shall be subjected to hot dip galvanization:80-100 microns on the outer electrode and 250-300 microns inside electrode. The empty space shall be filled with Crystalline Conductive Mixture. Also include 450mm x 450mm CI frame and heavy duty CI / FRP Cover & brick masonry chamber, GI funnel to be provided which has to be arc welded with the electrode, etc., complete . as per earthing schedule. ASHLOK - Model T-39. - For all Body Earthing | Nos | 2 |  | 0 |  |  | 0
5 | Copper/GI Earth busbar Box 300x300 mm with 25x6mm flat x3 Nos - 0.3mtr with necessary holes & bus bar supports | Nos | 2 |  | 0 |  |  | 0
6 | GI Earthing box 300x300mm with 3 nos Strip inside panel | Nos | 2 |  | 0 |  |  | 0
| TOTAL 7.1.0 EARTHING SYSTEM |  |  |  | 0 |  |  | 0
8.1.0 | MISCELLANEOUS WORKS
Supply and fixing of 16swg / 1.6mm thick pvc/ FRLS pvcconduit of various dia., exposed or concealed, with all bends, couplers, junction boxes & other accessories and fish wire.
8.1.1 | 20mm dia 1.6mm thick GI Flexible conduit | Mtr | 200 |  | 0 | 1250 |  | 0
8.1.2 | 20mm dia 1.6mm thick MS conduit | Mtr | 900 |  | 0 | 940 |  | 0
8.1.3 | 25mm dia 1.6mm thick GI Flexible conduit | Mtr | 200 |  | 0 | 891 |  | 0
8.1.3 | 32mm dia 1.6mm thick pvc Flexible conduit | Mtr | 200 |  | 0 | 500 |  | 0
8.1.4 | 25 mm dia 1.6mm thick MS conduit | Mtr | 400 |  | 0 | 1000 |  | 0
8.1.5 | Temprorary POWER Supply for office space as per site requirement. | Set | 1 |  | 0 |  |  | 0
8.1.6 | 1100V Rubber mat as per latest IS 15652/2006 non skid rubber mat 2mm thick and 2000mmx 900 mm width. | Nos | 2 |  | 0 |  |  | 0
8.1.7 | Shock treatment chart as approved by the Electrical Inspectorate mounted on teak wood frame and suitable for wall mounting. | Nos | 2 |  | 0 |  |  | 0
8.1.8 | First aid kit | Nos | 1 |  | 0 |  |  | 0
8.1.9 | Danger boards | Nos | 5 |  | 0 |  |  | 0
8.1.10 | Laminated SLD Supply and fixing position the approved single line diagram framed in 1000 x 800 mm size glass frame and installed in main switch room. | Nos | 2 |  | 0 |  |  | 0
8.1.11 | Supply & fixing of rubber gloves of Approved Make & as per supply voltage | Nos | 1 |  | 0 |  |  | 0
8.1.12 | 100mm wide x 100mm depth 18G DB cabinet M S Powder coated including supply & installation. | Mtrs | 20 |  | 0 |  |  | 0
8.1.13 | AS BUILT | Set | 1 |  | 0 |  |  | 0
8.1.14 | CEIG Approvals | Lot | 1 |  | 0
| TOTAL - 8.1.0 MISCELLANEOUS WORKS |  |  |  | 0 |  |  | 0

## Lights
|  |  |  | PHASE-1 |  |  | PHASE-2
SL NO. | DESCRIPTION | Reference pictures | UNIT | QTY | RATES | AMOUNT | QTY | RATES | AMOUNT
1 | 1200 mm Linear light |  | Nos | 50 |  | 0 | 1060 |  | 0
2 | 4 pax Meeting room decorative light |  | nos |  |  | 0 | 72 |  | 0
3 | Down Light for meeting room |  | Nos | 20 |  | 0 | 260 |  | 0
4 | Conferencer oom light Decorative 10 mtr |  | Nos | 1 |  | 0 |  |  | 0
6 | Passage Down light ceiling light |  | Nos | 200 |  | 0 |  |  | 0
| Passage Cyclinderical light ceiling light |  | Nos |  |  |  | 280 |  | 0
7 | Cafeteria light -1 |  | Nos | 20 |  | 0 |  |  | 0
8 | Cafeteria light -2 |  | Nos | 4 |  | 0 |  |  | 0
9 | Reception light -1 |  | Nos | 1 |  | 0 |  |  | 0
10 | Reception light -2 |  | Nos | 2 |  | 0 |  |  | 0
11 | Criticals room 2x2 panel light |  | Nos | 12 |  | 0 |  |  | 0
12 | Breakuot area light-1 |  | Nos | 10 |  | 0 |  |  | 0
|  | TOTAL AMOUNT |  |  |  | 0 |  |  | 0

## HVAC
SUMMARY
|  |  | PHASE-1 |  |  | PHASE-2
Sl.No. | Description |  |  |  | BOQ Amount
HVAC Air Distribution
1 | Equipment |  |  |  | 0 |  |  | 0
2 | Ducting |  |  |  | 0 |  |  | 0
3 | VFD |  |  |  | 0 |  |  | 0
4 | Hi-Wall / VRF |  |  |  | 0 |  |  | 0
TOTAL |  |  |  |  | 0 |  |  | 0
S. NO | ITEM DESCRIPTION | UNIT | QTY | RATE | AMOUNT | QTY | RATE | AMOUNT | Remarks
1 | AHU ( Cafeteria )
1.1 | 6500 CFM AHU with Ac Motor fan speed with starter Panel adjactable. | Nos. |  |  | 0 |  |  | 0
1.2 | 50 mm butterfly valve | Nos. |  |  | 0 |  |  | 0
1.3 | 2 way Valve with thermostate | Nos. |  |  | 0 |  |  | 0
1.4 | Temperature gugae | Nos. |  |  | 0 |  |  | 0
1.5 | Preessure Gugage | Nos. |  |  | 0 |  |  | 0
1.6 | Air Vent | Nos |  |  | 0 |  |  | 0
1.7 | 50 mm chilled water pipw with insulation | Rmt |  |  | 0 |  |  | 0
[5 empty] | 0 |  |  | 0
2 | INLINE FANS |  |  |  | 0 |  |  | 0
| Supply, Installation, Testing & Commissioning of Box Type inline fans for Exhaust complete with sheet metal casing, 25mm thick open cell nitrile rubber acoustic insulation, direct driven centrifugal fan, motor with proper protection and inspection door. Fan shall be suitable for Volts, 50 Hz,1 phase AC power supply. Flanges to be provided on both sides to facilitate duct connections. Fan shall be installed as shown in the drawings and will be of following characteristics : All single phase inline fans shall be provided with factory fitted speed regulators. All Fans Should be complete with Plug Top & necessary power cable. Fans shall have low noise level in rage of 35-40dBA @3m and shall be suitable for indoor installations. |  |  |  | 0 |  |  | 0
a. | 600 CFM, 15 mm SP | Nos |  |  | 0 |  |  | 0
b. | 1000 Exhaust CFM, 15 mm SP | Nos | 1 |  | 0 |  |  | 0 | For Cafeteria
3 | 1500 CFM Fresh air DIDW Fan | Nos | 1 |  | 0 |  |  | 0 | For Cafeteria
[5 empty] | 0 |  |  | 0
1 | Ducting
1.1 | Rectangular / Square Ducting ( Factory fabrication )
Supply, Installation and Testing of factory fabricated GSS (class VIII-120GSM Zinc Coaing) ducting complete with vanes, splitter dampers, fire retardant gaskets hanging arrangement including fully threaded GI rods and GI "C" channels/ rolled steel wires or Gripple Wire Rope Hangers & Supports complete with end fixing, GI "C" channels etc. as approved by clients/consultants in accordance with the approved shop drawings and specifications. Quoted price shall be inclusive of necessary scaffolding charges towards installation of supply/exhaust air ducts outside or within building wherever required. Quoted price should also include necessary charges towards duct supporets including MS angle/channel arrangement as required for ducts being installed outside or within building wherever required.
Spacing between duct supports should not exceed 2m in both cases i.e GI rods with GI "C" channels & Gripple Wire Rope Hanger support. In case of Gripple Wire Rope Hanger support for duct sizes above 1800mm, MS angles duly painted with black enamel paint should be used along with neoprene pad in between the duct & MS angle. All duct support to be provided with check nuts (lock nuts).
While selecting the duct supports vendor shall ensure vibration free installation. Quoted price shall be inclusive of light test or smoke test. Necessary arrangement for testing to be made by HVAC Vendor.
| 24 G (0.63 mm) 250-750MM | SMT | 100 |  | 0 | 270 |  | 0
| 22 G (0.80 mm) 751-1500MM | SMT | 61 |  | 0 | 180 |  | 0
| 20 G (1.0 mm) 1501-2250MM | SMT | 15 |  | 0 | 35 |  | 0
| 18 G (1.2 mm) Plenum | SMT | 40 |  | 0 | 100 |  | 0
[5 empty] | 0 |  |  | 0
1.2 | Rectangular / Square Ducting (Site fabrication) |  |  |  | 0 |  |  | 0
| Supply, Fabrication, Installation and Testing of GS sheet metal (class VIII-120GSM Zinc Coaing) ducts complete with vanes, splitter dampers, hanging arrangement including check nuts in accordance with the approved shop drawings and specifications. |  |  |  | 0 |  |  | 0
| 24 G (0.63 mm) 250-750MM | SMT | 10 |  | 0 | 40 |  | 0
| 22 G (0.80 mm) 751-1500MM | SMT | 10 |  | 0 | 30 |  | 0
| 20 G (1.0 mm) 1501-2250MM | SMT |  |  | 0 | 0 |  | 0
| 18 G (1.2 mm) Plenum | SMT | 10 |  | 0 | 20 |  | 0
[5 empty] | 0 |  |  | 0
1.3 | Flat Oval Spiral Duct |  |  |  | 0 |  |  | 0
| Supply, Installation and Testing of factory fabricated & factory internally insulated GSS (class VIII-120GSM Zinc Coaing) flat oval spiral ducting complete with vanes, splitter dampers, fire retardant gaskets hanging arrangement including fully threaded GI rods, GI straps and GI "C" channels/ rolled steel wires or Gripple Wire Rope Hangers & Supports complete with end fixing, GI "C" channels etc. as approved clients/consultants in accordance with the approved shop drawings and specifications. Quoted price shall be inclusive of necessary scaffolding charges towards installation of ducts wherever required. |  |  |  | 0 |  |  | 0
| Note: Ducts shall be factory powder coated. |  |  |  | 0 |  |  | 0
| 24 G (0.63 mm) 250-650MM with 9 mm inside insulation | SMT | 150 |  | 0 | 610 |  | 0
| 22 G (0.80 mm) 651-1250MM with 9 mm inside insulation | SMT | 100 |  | 0 | 530 |  | 0
[5 empty] | 0 |  |  | 0
3 | FLEXIBLE CANVASS CONNECTIONS |  |  |  | 0 |  |  | 0
[5 empty] | 0 |  |  | 0
3.1 | Supply, Installation, Testing of antivibration flexible joints at the outlet of air handling units/ductable split units//inline fans. Flexible connections shall be constructed using imported fire retardant fabric with extruded aluminium frame/flange on both sides of approved make. | Nos | 3 |  | 0 | 3 |  | 0
[5 empty] | 0 |  |  | 0
4 | AIR TRANSFER GRILLES |  |  |  | 0 |  |  | 0
[5 empty] | 0 |  |  | 0
4.1 | Supply, Installation and Testing of extruded aluminium powder coated air transfer grilles to be provided at the door of toilets/pantry. | SMT | 2.1 |  | 0 |  |  | 0
[5 empty] | 0 |  |  | 0
4.2 | Supply, installation, testing & commissioning of Powder coated Aluminium extruded grilles for supply and return air normal flow, 0° / 15° deflection one way as per specification & the sizes will be as per tender drawing ( For Return without damper For closed area ) | SMT | 10 |  | 0 | 28 |  | 0
[5 empty] | 0 |  |  | 0
4.3 | Supply Grille with control damper ( For cabins if required ) | SMT | 7 |  | 0 | 18 |  | 0
[5 empty] | 0 |  |  | 0
4.3 | Curve grille for oval duct with AL- control damper ( Open area oval duct ) | SMT | 12 |  | 0 | 35 |  | 0
[5 empty] | 0 |  |  | 0
5 | Round Diffusers ( Closed Area) Cabin, Meeting Rooms & Conference |  |  |  | 0 |  |  | 0
[5 empty] | 0 |  |  | 0
5.1 | Supply, installation, testing & commissioning of Powder coated Aluminium extruded Multicone ceiling circular diffusers deflection with anti smudge ring ( removal core type ) for supply / return air required as per the tender drawings | Nos |  |  | 0 |  |  | 0
| 300 mm Round Diffuser | Nos | 25 |  | 0 |  |  | 0
5.2 | 250 mmRound Diffuser | Nos |  |  | 0 | 190 |  | 0
5.3 | 150 mm Round Diffuser | Nos | 15 |  | 0 | 30 |  | 0
5.3 | 300 mm Butterfly Damper for supply | Nos | 25 |  | 0 | 20 |  | 0
5.4 | 250 mm Butterfly Damper for supply | Nos |  |  | 0 | 120 |  | 0
5.5 | Rectangular Diffuser 600x600mm with damper | Nos | 10 |  | 0 | 75 |  | 0
5.6 | Rectangular Diffuser 600x600mm without damper | Nos | 10 |  | 0 | 75 |  | 0
6 | VCD & Fire Damper for Main Duct & AHU Room |  |  |  | 0 |  |  | 0
[5 empty] | 0 |  |  | 0
6.1 | Supply, installation, testing and commissioning of 16 G GSS constructed opposed blade volume control dampers complete with brass bush & manual operating handles within ducts to be provided with suitable links, levers and quadrants for control of volume of air flow for proper air balancing | SMT | 8 |  | 0 | 18 |  | 0
[5 empty] | 0 |  |  | 0
6.2 | Supplying, installing , testing & balancing of powder coated extruded aluminium construction Fresh Air Louvers with filters with bird screen complete as per specification & approved shop drawings. | SMT | 2.5 |  | 0 |  |  | 0
[5 empty] | 0 |  |  | 0
6.3 | Supply, fixing, testing and commissioning of 16 G GSS constructed fire dampers with fire resistance rating 1.5 Hrs at 250°C with 150 mm sleeves in main ducts / branch duct (supply / return) as & where required of required sizes including control wiring. The damper shall be motorized and spring return so as to close the damper in the event of power faliure automatically and open the same in case of power being restored. The spring return action shall be built mechanism and not externally mounted. The damper shall also be closed in the event of a fire signal which shall be provided by Fire Alarm System in each AHU's/ Smoke extract fans panel etc. as per specifications as required. |  |  |  | 0 |  |  | 0
| a)Fusible Link fire damper | SMT |  |  | 0 |  |  | 0
| b)Motorised fire damper | SMT | 5 |  | 0 | 14 |  | 0
| c) Actuator with control panel | Nos. | 2 |  | 0 | 6 |  | 0
[5 empty] | 0 |  |  | 0
7 | CLOSED CELL NITRILE RUBBERR INSULATION |  |  |  | 0 |  |  | 0
| Providing and Fixing on ducts antimicrobial type UL approved closed cell elastomeric nitrile rubber insulation having factory laminated aluminium foil with high water vapour diffusion and low thermal conductivity.Insulation material shall be class 'O' type fire propogation.Material shall be elastomeric foam based on synthetic rubber conforming to BS476 Part 6 for fire propogation test and class 1as per BS 476 Part 7 for surface spread of flame test. Aluminum tape shall be applied on all transpose & longitudinal joints. Density of material shall be 45+/- 5 kg/cu.m Thermal conductivity shall not exceed 0.035W/mK at amean temperature of 0 Deg. C. Adhesive used for setting the insulation will be non- flammable, vapour proof adhesive. Insulation material shall be FM approved. |  |  |  | 0 |  |  | 0
7.1 | 9 mm thick for Rectangular Duct | SMT | 237 |  | 0 | 713 |  | 0
7.2 | 13 mm thick | SMT | 15 |  | 0 | 40 |  | 0
[5 empty] | 0 |  |  | 0
8 | OPEN CELL NITRILE RUBBERR INSULATION |  |  |  | 0 |  |  | 0
| Supplying, installing & testing of acoustic lining within supply and return air ducts as per the specifications. Acoustic lining of open cell Nitrile Rubber foam within 160-180 Kg/m3 density with complete in all respects as per specifications. |  |  |  | 0 |  |  | 0
8.1 | 15mm thick for duct Plennum | SMT | 70 |  | 0 | 210 |  | 0
[5 empty] | 0 |  |  | 0
9 | FLEXIBLE DUCTS |  |  |  | 0 |  |  | 0
9.1 | Flexible duct 300 mm | Mtr | 60 |  | 0 |  |  | 0
9.2 | Flexible duct 250 mm | Mtr | 130 |  | 0 |  |  | 0
9.3 | Flexible duct 150 mm | Mtr | 50 |  | 0 |  |  | 0
9.4 | Flexible duct 100 mm | Mtr | 20 |  | 0 | 20 |  | 0
| TOTAL |  |  |  | 0 |  |  | 0
9 | VFD System For AHUs
9.1 | VFD -13500 CFM AHU With Stater panel 15 KW ( Fire Proviosiing should be inside in the panel for AHU tripping and fire damper tripping system) | Nos | 0 |  | 0 | 0 |  | 0
9.2 | VFD -14000 CFM AHU With Stater panel 15 KW ( Fire Proviosiing should be inside in the panel for AHU tripping and fire supply and return damper tripping system) | Nos |  |  | 0 | 0 |  | 0
9.3 | BMS Integration with Builder Panel | Nos | 0 |  | 0 | 0 |  | 0
9.4 | Controlling panel LMS for BMS Integration | Nos | 0 |  | 0 |  |  | 0
9.5 | Power suppply cabling for VFD as required take connection form HVAC Panel to VFD and VDF to AHU | Nos | 0 |  | 0 | 0 |  | 0
9.6 | AHU Starter Panel | Nos | 1 |  | 0 | 3 |  | 0
9.7 | AHU Cabling work 4cx10 sqmm CU cable | Rmt | 65 |  | 0 | 280 |  | 0
| TOTAL |  |  |  | 0 |  |  | 0
A | HVAC - High Side Works
1 | Supply, Installation, testing and commissioning of AIR COOLED & INVERTER BASED VARIABLE REFRIGERANT VOLUME MODULAR TYPE AIR CONDITIONING SYSTEM with R410A suitable for 415 ± 10% , 50 Hz. The unit shall consist of indoor units and external condensing units and other accessaries as listed below complete in all respects as under: |  |  |  | - |  |  | -
| Conbsidere Carrier Make |  |  |  | - |  |  | -
Outdoor Unit
Supply, Installation, testing and commissioning of Modular type outdoor condensing units equipped with highly efficient scroll compressors, with one inverter/digital & other constant speed type compressor(s), special acryl precoated e-Pass heat exchanger,low noise condenser fan with DC motor,auto check function for connection error, auto address setting ,with nominal capacities as mentioned below :
a | 10 HP ODU COOL Top Discharge (1W+1S) For Cirtical Rooms | Nos | 2 |  | 0 |  |  | 0
| 24 HP ODU for cafeteria & Conference room top dicharge | Nos | 1 |  | 0 |  |  | 0
2 | Indoor Units |  |  |  | 0 |  |  | 0
| Supply,Installation, testing and commissioning of Air Cooled Cassette air conditioners unit(s) consisting of centrifugal fans, fan motor, DX cooling coil, outer casing, filter, control and power panel , supports etc. complete as per specifications and drawings. |  |  |  | 0 |  |  | 0
a | Split Type- 2 TR Vrf Based For Critical rooms | Nos | 8 |  | 0 |  |  | 0
b | 8 Tr Ductable ac VRF | Nos | 2 |  | 0 |  |  | 0
c | 1.5 TR Compact casset ac | Nos | 3 |  | 0
3 | Supply,Installation, testing and commissioning of Imported Remote controllers (Cordless) for operation of indoor units (Optionals) | Nos | 13 |  | 0 |  |  | 0 | Included in the unit cost
[5 empty] | 0 |  |  | 0
4 | Supply,Installation, testing and commissioning of Imported fittings Y-joints and headers for all Indoor units at the floors layout drawings | Nos | 12 |  | 0 |  |  | 0
[5 empty] | 0 |  |  | 0
5 | Supply,Installation, testing and commissioning of Centralised remote controllers For operation & status monitoring of indoor units (For entire floor plate VRF system) with sequencing | Nos | 1 |  | 0 |  |  | 0
[5 empty] | 0 |  |  | 0
6 | Commissioning of VRV systems including topping R410A gas as per site requirements (Vaccuming and nitrogen filling etc) for All outdoors | Lot | 3 |  | 0 |  |  | 0
[5 empty] | 0 |  |  | 0
7 | Providing and fixing of sequence controller for VRF units sequencing | Nos | 1 |  | 0 |  |  | 0
8 | Refrigerant Piping (Split VRF System) |  |  |  | 0 |  |  | 0
| Supply,installation,testing and commissioning of Interconnecting refrigerant pipe work with (6/28 mm thick) closed cell elastomeric nitrile rubber tubular insulation between each set of indoor & outdoor units as per specifications, all piping inside the room shall be properly supported with MS hanger & clamps.(Pipe quantity includes both liquid & gas pipe as a single unit) | Rm | 420 |  | 0 |  |  | 0
[5 empty] | 0 |  |  | 0
9 | Refrigerant Piping (Ductable VRF System) |  |  |  | 0 |  |  | 0
| Supply,installation,testing and commissioning of Interconnecting refrigerant pipe work with (6/28 mm thick) closed cell elastomeric nitrile rubber tubular insulation between each set of indoor & outdoor units as per specifications, all piping inside the room shall be properly supported with MS hanger & clamps.(Pipe quantity includes both liquid & gas pipe as a single unit) | Rm | 300 |  | 0 |  |  | 0
10 | Drain Piping : Supply,installation,testing and commissioning of rigid PVC piping complete with fittings, supports as per specifications and duly insulated with 6 mm thick closed cell nitrile rubber insulation. |  |  |  | 0 |  |  | 0
a | 50 mm dia | RM | 30 |  | 0 |  |  | 0
b | 25 mm dia | RM | 120 |  | 0 |  |  | 0
c | 25 mm dia | RM | 50 |  | 0 |  |  | 0
[5 empty] | 0 |  |  | 0
12 | Power Cabling for VRF Outdoor Supply,installation,testing and commisioning of PVC insulated armoured power cable of 4 core x 10 sqmm copper with all necessary fittings between CSU and starter panel . | Rm | 50 |  | 0 |  |  | 0
13 | Control & Transmission Wiring for ductbable Supply,installation,testing and commisioning of control cum transmission wiring of 6 core x 1.5 sqmm copper in suitable PVC conduits between indoor and out door unit . | Rm | 650 |  | 0 |  |  | 0
14 | 2 core x 1.5 mm2 (Control Cable) Non Armoured , pvc flexible with clamp without tray | Rmt |  |  | 0 |  |  | 0
15 | Control & Transmission Wiring for VRV Supply,installation,testing and commisioning of control cum transmission wiring of 2cX1.5 sqmm copper in suitable PVC conduits between indoor and out door unit to central control units . | Rm | 850 |  | 0 |  |  | 0
16 | Control & Transmission Wiring for Split Units Supply,installation,testing and commisioning of control cum transmission wiring of 4 core x 1.5 sqmm copper in suitable PVC conduits between indoor and out door unit to central control units . | Rm |  |  | 0 |  |  | 0
17 | Weather Proof Isolator for Out-door Units |  |  |  | 0 |  |  | 0
a | Supply, installation, testing and commissioning of TP Isolators in whether proof housing (IP 65) mounted on wall or floor (lockable) atTerrace. The cost shall include mounting arrangements and all accessories as required complete. | Nos | 3 |  | 0 |  |  | 0
18 | MS Frame work for ODU |  |  |  | 0 |  |  | 0
| Supply, fabrication, installation and at the proposed location of MS base frame (3X4" MS channel) with 1.5" angle /platform/pipe ladder for outdoor units and pipe run ladder frame as mention above complete with vibration isolation pads. Outdoor unit structure with access ladder to be provided by A.C contractor supports,Architect / Consultant. Apply 2 coats of paint Finish painting to be as approved by hangers, railing, brackets etc. Construction as approved by |  |  | 0 | 0 |  |  | 0
19 | For VRF ODU (Single Module) | Nos | 3 |  | 0 |  |  | 0
| TOTAL PART B |  |  |  | 0 |  |  | 0

## FAS
|  |  | PHASE-1 |  |  | PHASE-2
Sl.No. | Description | Unit | QTY | RATES | AMOUNT | QTY | RATES | AMOUNT | REMARK
I | FIRE DETECTION SYSTEM ( ADDRESSABLE) UL LISTED
Note
All Builder's AHU's fire dampers shall be integrated with fire panel so that in case of fire signal, all the Builder AHUs shall be switched OFF.
2 Layer one for above false ceiling and one for below false ceiling in the false ceiling area
Supply, installation, connecting, testing and commissioning of addressable rate of rise cum fixed temperature Heat Detectors with mounting base, blinking LED etc. complete as required.
1 | Supply, installation, connecting, testing and commissioning of Ravel addressable photoelectric type Smoke Detectors with mounting base, blinking LED etc. complete as required. | Nos | 40 |  | 0 | 285 |  | 0
2 | Supply, installation, connecting, testing and commissioning of addressable rate of rise cum fixed temperature Heat Detectors with mounting base, blinking LED etc. complete as required. | Nos | 40 |  | 0 | 72 |  | 0
3 | Supply, installation, connecting, testing and commissioning of Addressable Hooters cum strobe min. 95 db output , the cost includes of control module if required | Nos | 4 |  | 0 | 8 |  | 0
4 | Supply, installation, connecting, testing and commissioning of Addressable Manual Call Box in ABS plastic as required complete. Pull Down Type | Nos | 4 |  | 0 | 8 |  | 0
5 | Supply, installation, connecting, testing and commissioning of addressable fault Isolator | Nos | 5 |  | 0 | 22 |  | 0
6 | Supply, installation, connecting, testing and commissioning of addressable control module for A.C./ AHU & Access Control System/Panic baar | Nos | 4 |  | 0 | 6 |  | 0
7 | Supply, installation, connecting, testing and commissioning of addressable monitor module for Builder Flow switch | Nos | 1 |  | 0 |  |  | 0
[5 empty] | 0 |  |  | 0
8 | Supply, installation, connecting, testing and commissioning of addressable monitor module for integration of builder panel to main fire panel | Nos | 1 |  | 0 |  |  | 0
9 | Supply, installation, connecting, testing and commissioning of addressable control module for integration of builder panel to main fire panel | Nos | 1 |  | 0 |  |  | 0
10 | Fire Alarm Control panel - ADDRESSABLE 4 loop Supply of Addressable fire alarm Panel which consists of display board which will have 160 Character Display with Touch key pad, Mother board which will have ARM CORTEX M3 32 Bit Processor, Inbuilt RS-485 Networking Circuit for peer to peer networking, Inbuilt USB 2.0 Port for upload and download the Configuration tools, Two inbuilt programmable inputs, Two inbuilt NAC's, and Three Programmable Relays, and 4 Loop Card circuits. power Supply Board which will have SMPS fully protected board, which its operates on 110 to 220V AC ± 10% with 50/60 Hz, battery backup 24V DC with built-in charger. the panel have IP-50 rating Optional: for BMS integration thru MODBUS converter, Graphical Software, Software for TCP/IP Module, provision for GSM based Auto dialler,provision for printer thru compatible module, Approval UL Listed, Make: Ravel AVANI-LC | Set | 1 |  | 0 |  |  | 0
it shall also include the following : UL LISTED
11 | Supply & laying of following grade with copper conductor armoured FIRE SURVIVAL cable with XLPE insulation as per IEC-60502:2004 Part-1 (Armoured), Retain circuit integrity as per BS 6387 C.W.Z (armoured), BS 8434-2: 2009 (armoured), (Resistance to fire at 950º C for 3 hours), as per specifications in cable trays, clamped including anchor fastners to wall with suitable clamps, saddles fixing bolts,2 cable glands for each detector back box, complete in all respect as required as per specifications. (Red Colour)
a. | 2 core x 1.5 sq. mm | RM | 580 |  | 0 | 2560 |  | 0
12 | Supply, installation, connecting, testing and commissioning of UL listed addressable Active Repeater panel. | Nos..
13 | Providing and fixing in position 1.2mm thick M.S. outlet boxes for housing smoke detectors/heat detectors including providing 3 mm thick hylam sheet cover as required
a. | 75mm x 75mm x 75mm | Nos.. | 40 |  | 0 | 280 |  | 0
14 | Supply, Installation , Testing and commissioning of R.I | Nos.. | 40 |  | 0 | 75 |  | 0
15 | Manul Panic bar for fire exit door | Nos | 2 |  | 0 |  |  | 0
16 | Supply of Loop Card which will have 254 devices of both detectors and modules in a single line circuit on any combination, SLC should supports both Class A and Class B wiring.Shall have an LED indication for FIRE,Normal and Redundancy conditions Approval: UL Listed, Make: Ravel RELC |  |  |  | 0 | 1 |  | 0
17 | Reapter Panel | Nos |  |  | 0 |  |  | 0
TOTAL CARRIED OVER TO SUMMARY |  |  |  |  | 0 |  |  | 0

## Fire Fitting
Fire Fighting
|  |  | PHASE-1 |  |  | PHASE-2 |  |  | PHASE-2
SI.N0. | Description | UOM | QTY | RATES | AMOUNT | QTY | RATES | AMOUNT | Remark
1 | Supply, installation, testing, and commissioning of upright sprinkler point with complete (MS) pipe fittings, including take-off connection from the existing builder’s riser. The work shall include painting of all exposed piping, hydraulic testing for leakages, and final commissioning to ensure proper performance and compliance with fire protection standards.all pipe sizes inculded as per fire norms | Nos | 15 |  | 0 | 50 |  | 0 | open area
2 | Supply, installation, testing, and commissioning of pendent point with complete (MS) pipe fittings, including flexible connection of suitable length as per site requirements for ceiling and enclosed areas. The work shall include taking off from the existing builder’s riser, painting of the piping system, testing for leakages, and final commissioning to ensure proper operation.all pipe sizes inculded as per fire norms | Nos | 70 |  | 0 | 100 |  | 0 | meeting rooms & Cabins
3 | Butterfly valve 150 mm | Nos | 2 |  | 0 |  |  | 0
4 | Flow Switch | Nos | 2 |  | 0 |  |  | 0
5 | Pressure Guage | Nos | 2 |  | 0 |  |  | 0
6 | Pressure Testing | L/M | 1 |  | 0 |  |  | 0
7 | paintig work on existing fire pipe | L/M | 1 |  | 0 |  |  | 0
[5 empty] | 0 |  |  | 0

## PA
PA SYSTEM
|  |  | PHASE-1 |  |  | PHASE-2
S.No. | Description | Unit | QTY | RATES | AMOUNT | QTY | RATES | AMOUNT | Remark
1 | Supply, installation, testing & commissioning of 6 zone digital voice alarm network controller with 500W built in amplifier: Voice alarm controller should be able to connect• Pre-recorded messages (up to 255).500 W RMS power unit and control of six speaker zones. 6 audio inputs (line)Control inputs and control outputs for connection to external systems, Supervision of the amplifier, the speaker lines, the emergency microphone, the pre-recorded messages, • Possibility of redundant connection with secondary amplifiers and microphone desks, up to 600 m | Nos | 1 |  | 0 |  |  | 0
2 | Supply, installation, testing & commssioning of 12 programmable keys for zone selection, music, messages ... and a selection key for all zones. Distance to the amplifier up to 600 m, with the possibility of redundant connection. It has volume adjustment, external mic / line input, possibility of PTT (push-to-talk) operation .( LBB156) PLENNA VOICE . | Nos | 1 |  | 0 |  |  | 0
3 | Supply, installation, testing & commissioning of 1 x 500 W Class-D Amplifier @ 4/8Ω 70/100V, Class D shall have following features & shall comply to technical specifications 1. Protected against overload, short circuits and over-heating 2. Built-in fan with temperature-controlled rotation speed control, with airflow from front to back of device. | Nos | 1 |  | 0 |  |  | 0
4 | Supply, installing, testing and commissioning Ceiling mounted with metal box speaker with 6 watt speaker and line matching transformer with 3W tapping available | Nos | 5 |  | 0 | 30 |  | 0
5 | Supply, installing, testing and commissioning Ceiling mounted without metal box speaker with 6 watt speaker and line matching transformer with 3W tapping available | Nos | 15 |  | 0 | 90 |  | 0
6 | Supply, installation & connecting of 2 Core x 1.5 sqmm AL Armt (fire survival cable with different color for speakers). | Rmt | 650 |  | 0 | 1950 |  | 0
7 | Supplying, installing and jointing of PVC conduits on surface or concealed complete with junction boxes, cover plates, bends, GI saddles, base and other accessories all made in MS with GI screws as required to complete the job. - 25mm Dia | Rmt |  |  | 0 |  |  | 0
8 | 12 U Rack for PA system | Nos | 1 |  | 0 |  |  | 0
9 | Box termination | Nos | 1 |  | 0 | 1 |  | 0
10 | Plenna Booster | Nos | 1 |  | 0
[5 empty] | 0 |  |  | 0

## Fire Extinguiser
|  |  | Phase-1 |  |  | Phase-2
SL NO. | DESCRIPTION | UNIT | QTY | RATES | AMOUNT | QTY | RATES | AMOUNT
1 | 5.5 kg clean agent | sqft | 4 |  | 0 |  |  | 0
2 | 4 kg ABC with stand | Nos | 10 |  | 0 | 35 |  | 0
3 | 5.5 KG Co2 | Nos | 4 |  | 0 | 15 |  | 0
4 | Fire extinguise sinages 6x6 inch | nos | 15 |  | 0 | 50 |  | 0
5 | singes profilte backlite prolite make | Nos | 20 |  | 0 | 20 |  | 0
6 | fire evacuation map | Nos | 4 |  | 0 | 10 |  | 0
Nos
[5 empty] | 0 |  |  | 0

## Acess control
Door Access Control Installation & Provisioning |  |  | Phase-1
# | Items | Unit | Qty | Rate | Amount
1 | installation Access Control Entry Reader | Nos | 5 |  | 0
2 | Installation Access Control Entry Reader for Server room | Nos | 3 |  | 0
3 | installation EM Lock 600lbs for single door with Full Door Setup Installation | Nos | 8 |  | 0
4 | installation L-Bracket & U-Bracket(for the Glass Door we required L&U Bracket.) | Nos | 16 |  | 0
5 | installation No-Touch Exit Switch | Nos | 6 |  | 0
6 | 12v 3A Power adaptor for EM Locks | Nos | 6 |  | 0
7 | supplying and laying CTA Cbale | Rmt | 950 |  | 0
8 | 25 MM cOnduit | Rmt | 410 |  | 0
9 | Back Box | Nos | 6 |  | 0
Total |  |  |  |  | 0

## CCTV
CCTV
|  |  | PHASE-1 |  |  | PHASE-2
Sl.No. | Description | Unit | QTY | RATES | AMOUNT | QTY | RATES | AMOUNT
L | IP CCTV SYSTEM
A | Supply, Installation,Testing Commissioning of IP Based CCTV System comprising of following:
1 | 1/2.8inch interline CCD Indoor Fixed Dome IP Colour Cameras 2 MP 0.3 lux at 30IRE minimum illumination sensitivity supporting 4 CIF resolution at 15 FPS with dual MPEG4 Streaming, electronic shutter, switchable automatic gain control, auto white balance, back light compensation, with fixed 3.6 - 10 mm auto iris lens, including cost of suitable wall / ceiling surface/ recessed mounting IP Rugged Dome camera. The camera shall be capable of functioning through Power over Ethernet (PoE) for installation with only one cable. The camera system shall be as a single integrated unit and shall be complete with all interconenctions etc as required. | Nos | 15 |  | 0 | 3 |  | 0
[5 empty] | 0 |  |  | 0
2 | Supply, installation, testing & commissioning of Network Video Recorder Server and Software for recording upto 36 cameras with MPEG2 and MPEG-4 sources simultaneously at a minimum stream of 70 MBPS, analog monitor support and networked multi-user option/client & server complete as per specifications and as required. | Nos | 1 |  | 0 |  |  | 0
[5 empty] | 0 |  |  | 0
3 | 8 TB Hard-disk | Nos | 2 |  | 0 |  |  | 0
[5 empty] | 0 |  |  | 0
4 | LED Monitor (As per approved Make) |  |  |  | 0 |  |  | 0
| 42 inch LED Display Monitor with HDMI & other inputs | Nos. |  |  | 0 |  |  | 0
[5 empty] | 0 |  |  | 0
5 | 24 Port PoE switch CBS350 | Nos. | 1 |  | 0 |  |  | 0
[5 empty] | 0 |  |  | 0
6 | Cat 6 24 Port Jackpanel - loaded- A DATA | Nos. | 1 |  | 0 |  |  | 0
[5 empty] | 0 |  |  | 0
7 | Cat 6 Information Outlets with back box- Blue -Active DATA (User side) | Nos | 15 |  | 0 | 3 |  | 0
[5 empty] | 0 |  |  | 0
8 | Patchcords- CAT 6A- 4 fts-Blue- ( RJ45-RJ45 ) for Resource side (Active Data) | Nos | 30 |  | 0 | 6 |  | 0
[5 empty] | 0 |  |  | 0
9 | Cat-6 cable with required terminations as required with Cable tie`s & Tags. | RM | 1350 |  | 0 | 150 |  | 0
[5 empty] | 0 |  |  | 0
10 | 12 U Wall mounted Networking Rack with accessories for CCTV Networking rack . | Nos | 1 |  | 0 | 1 |  | 0
[5 empty] | 0 |  |  | 0
11 | Providing and fixing in position the following M.S conduits including all accessories concealed/exposed in F. ceiling / wall complete as required including 1.6/2.0 mm thick M.S junction or pull boxes with 3mm thick perspex sheet cover plate compl­ete with 1.6 mm dia G.I. pull wires in the length of conduit. |  |  |  | 0 |  |  | 0
[5 empty] | 0 |  |  | 0
a | 25 mm dia conduit ( 1.6 mm wall thickness) | RM | 550 |  | 0 | 150 |  | 0
b | 32 mm dia conduit ( 1.6 mm wall thickness) | RM |  |  | 0 |  |  | 0
TOTAL CARRIED OVER TO SUMMARY |  |  |  |  | 0 |  |  | 0

## WLD &RR
WLD & RR System
|  |  | Phase-1 |  |  | PHASE-2
S.N. | Description | Unit | QTY | RATES | AMOUNT | QTY | RATES | AMOUNT
WATER LEAK DETECTION SYSTEM
Supply, Installation OF Water leak detection system UPS Room and server Room
1 | Supply & Installation Water leak detection control panel of 4 zone with 4 nos module type consisting with features like, Auxiliary alarm contacts,Monitored alarm outputs,Open circuit line monitoring, Bright LED's for indication. The panel shall work on 230v AC. Sensing technology shall be AC. The panel shall have accept / reset / Iosolate/Mute buttons and it shall be wall mounted type. | No | 1 |  | 0 |  |  | 0
[5 empty] | 0 |  |  | 0
2 | Water leak sensing cable twisted, mechanically strong, resistant to corrosion and abrasion. The cable shall be constructed with two sensing wires,an alarm signaling wire and an continuity wire and all shall be in a fluoropolymer carrier ( OR equi. material).The cable shall have end circuit to detect open circuit fault.The cable shall be rugged in construction, no metal exposes, enables it to be reusable even in corrosive environment.( Length 5 M/ 10 M 15 M 20 M) | Mtrs | 35 |  | 0 |  |  | 0
[5 empty] | 0 |  |  | 0
3 | Supply, installation, connecting, testing and commissioning of Hooter | Nos. | 4 |  | 0 |  |  | 0
[5 empty] | 0 |  |  | 0
4 | 2C x 1.5 Sqmm Copper Armoured Cable Supply and Laying Charges per running meter | Mtrs | 80 |  | 0 |  |  | 0
| TOTAL CARRIED OVER TO SUMMARY |  |  |  | 0 |  |  | 0
L | RODENT REPELLENT SYSTEM
Supply, Installation of Rodent Repellent system - Server/ UPS room
1 | Supply, Installation, Testing and Commissioning of URRS (Ultrasonic Rat/Rodent Repellent System) Master Panel consisting of 10 channel transducer output. The panel shall have display and keypad for setup, separate menu for "test transducer". The panel shall be wall mountable. Make Maser VHFOV2 | No | 1 |  | 0 |  |  | 0
[5 empty] | 0 |  |  | 0
2 | Supply, Installation, Testing and Commissioning of URRS (Ultrasonic Rat/Rodent Repellent System) Master Panel consisting of 20 channel transducer output. The panel shall have display and keypad for setup, separate menu for "test transducer". The panel shall be wall mountable. Make Maser VHFOV2 (UPS/ Battery room) | No |  |  | 0 |  |  | 0
[5 empty] | 0 |  |  | 0
3 | Supply, Installation, Testing and Commissioning of Transducers with bracket support | Nos. | 4 |  | 0 |  |  | 0
[5 empty] | 0 |  |  | 0
4 | Supply and laying of 2 core flexible 14/40 SWG, specially coated CT cable. | Mtrs | 80 |  | 0 |  |  | 0
[5 empty] | 0 |  |  | 0
5 | Supply and surface laying of 20 mm dia MS Conduit | Mtrs | 30 |  | 0 |  |  | 0
| TOTAL CARRIED OVER TO SUMMARY |  |  |  | 0 |  |  | 0
TOTAL |  |  |  |  | 0 |  |  | 0

## UPS
UPS
|  |  |  | PHASE-1 |  |  | PHASE-2
| UPS For Emergency & Server Rcak | Make | Unit | QTY | RATES | AMOUNT | Unit | QTY | RATES | AMOUNT
1 | 10 KVA online UPS system (25-30 minute backup) with Batteries & racks ( for server Rack ) | Eaton | Nos | 1 |  | 0 | Nos |  |  | 0
2 | 60 KVA online UPS system (25-30 minute backup) with Batteries & racks ( for sworkstaion area ) | Eaton | Nos | 1 |  | 0 | Nos | 1 |  | 0
3 | 3 KVA online Inverter (180 minute backup) with SMF Batteries & racks ( for Emergency light ) | Eaton | Nos | 1 |  | 0 | Nos |  |  | 0
|  |  |  | Total |  | 0 |  | Total |  | 0

## VAV
VAV SYSTEM
|  |  | PHASE-1 |  |  | PHASE-2
Sl.No. | Description | Unit | BOQ Qty | SUPPLY RATE | SUPPLY AMOUNT | BOQ Qty | SUPPLY RATE | SUPPLY AMOUNT
1 | STC of VAVs with digital thermostat,suitable wiring
Supply, Installation,Testing and Commissioning of Variable Air Volume Units fabricated out of heavy gauge steel of thickness not less than 0.7mm, mechanically sealed with gasket & leak resistance construction and provision for easy access / removal of all internal parts. Access to all boxes must be from the underside only. Both supply & discharge shall be suitable for duct connections.
Independent DDC VAV Controller with inbuilt pressure sensor and accurate cross flow sensors or velocity probes to be supplied. The VAV shall be capable of accepting signal from temperature sensor and modulate accordingly to deliver the airflow to achieve the temperature setpoint.
The boxes shall be supplied with all internal attenuation treatment and acoustically damped casing necessary to achieve the required noise criteria.
Maximum allowable static pressure drop by the boxes for its satisfactory operation shall not exceed 35pascal and sound level should be less than NC35 at 20 to 120% of design flow.
Under shut-off conditions, shall not have air leakage through damper more than 10 % of the maximum air quantity.
Thermostat should be with display & setpoint adjustment.
All accessories listed under specifications should be considered for pricing VAVs
All the VAVs to be with bacnet over IP or bacnet MSTP.
Direct Output temperature sensor comprising of high quality thermistor or platinum sensing element should be supplied with VAVs. Sample shall be approved by the Architect/Consultant.
The boxes shall be supplied with all internal attenuation treatment and acoustical damped casing necessary to achieve the required noise criteria. Casing shall be 22G GI sheet with 9mm thicknes of itrile rubber insulation
Scope includes supply and providing neccessary supports along with cone pieces to connect between the ducts &VAVs along with flanges , coupling and all hardwares required for installation & erection.
VAV Unit inclusive of ceiling suspended hanger brackets & Rods.
All accessories listed under specifications should be considered for pricing VAVs
The look of the sensor should be rectangular in shape. Projection of the sensor should not exceed 30 mm .
All VAV unit to be selected to perform for 120% to 20% of design capacity of air flow given below with provision for field setting adjustment as required.Note Quoted VAVs to be compatible with BMS system irrespective of make. Scope also includes power cable with plug tops to be provided. The controller to support MODBUS / BACNET
1.1 | Rectangular type
Capacity of VAVs as below for False ceiling areas
a | 4001-6000 CFM | Nos |  |  | 0
b | 3201-4000 CFM | Nos |  |  | 0
c | 2101-3200 CFM | Nos |  |  | 0
d | 1301-2100 CFM | Nos |  |  | 0
e | 1051-1300 CFM | Nos |  |  | 0
f | 801-1050 CFM | Nos |  |  | 0
g | 601-800 CFM | Nos |  |  | 0
h | 451-600 CFM | Nos |  |  | 0
i | 100-450 CFM | Nos |  |  | 0
0
1.2 | Eliptical type - SITC of VAVs with digital thermostat,suitable wiring |  |  |  | 0
| All VAV Supplied shall be Factory Assembled, Lab Calibration & Testing with verifiable test data for performance.Customer witnessing of the above (if required).Each VAV terminals should have barcode by having the exact shedule as per the shop drawing and this should have scanned for fatory test results. |  |  |  | 0
| Variable Air Volume (VAV) Units are fabricated out of heavy gauge steel, mechanically sealed with gasketed & leak resistance construction.VAV shall be of Flat Oval type with seamless connection to Flat Oval Ducts for duct continuity. VAV should come with plug and play terminations for power, communication and temperature sensor outside of the controller enclosure .Power indicator and connection provison must be outside for better visibility.Cross velocity sensor probe should be replacable type if in case it broken at site, Damper position indicator outside of the VAV box is must. |  |  |  | 0
| The boxes shall be supplied with all internal attenuation treatment and acoustical damped casing necessary to achieve the required noise criteria. Casing shall be 22G GI sheet with 25mm thicknes of fibreglass insulation with aluminum foil,mechanically locked at all the side of casing inside. |  |  |  | 0
| Maximum allowable static pressure to the boxes for its satisfactory operation shall not exceed 0.20” WG |  |  |  | 0
| A suitable device shall be provided for the field adjustment of minimum/maximum air flow. All boxes shall be initially factory set at minimum air quantity of 20% to 120% of the design requirements. Under shut-off conditions, the VAV boxes shall not have air leakage more than 20% of the maximum air quantity. |  |  |  | 0
| VAV Unit shall be ceiling suspended with hanger brackets. |  |  |  | 0
| All accessories listed under specifications should be considered for pricing VAVs |  |  |  | 0
| The VAV controller shall be of native Bacnet MS/TP, with 4 universal inputs & 4 universal outputs, ports complying to B-ASC device and shall be BTL certified and UL listed. These shall have integrated differential pressure transmiter, inbuilt actuator with a min torque of 5Nm. VAV controller & Actuator should be integral type. |  |  |  | 0
| Direct Output temperature sensor comprising of high quality thermistor or platinum sensing element should be supplied with VAVs.The Vav controller to be inside the VAV , it should be mounted outside VAV , the controller to support MODBUS / BACNET , Scope includes 5 Rmt Multicore power cable with plug top , VAV to have to have access door to access the controller |  |  |  | 0
| Size of the VAV Boxes is as under:- |  |  |  | 0
a | Size 18 Vav Box : 845 - 6500 CFM VAV BOX | Nos |  |  | 0
b | Size 16 Vav Box : 440 - 4100 CFM VAV BOX | Nos |  |  | 0
c | Size 14 Vav Box : 335 - 3100 CFM VAV BOX | Nos |  |  | 0
d | Size 12 Vav Box : 240 - 2300 CFM VAV BOX | Nos |  |  | 0
e | Size 10 Vav Box : 165 - 1600 CFM VAV BOX | Nos |  |  | 0
f | Size 8 Vav Box : 105 - 1000 CFM VAV BOX | Nos |  |  | 0
g | Size 6 Vav Box : 53 - 550 CFM VAV BOX | Nos |  |  | 0
0
5 | All the VAVs to be interlinked with LAN connectivity & graphics should be provided to monitor all the VAV status , temperature status & % of opening. The vendor should load the software for the proper integration.. This entire protocol to be connected to BMS. Scope includes complete software and necessary routers . VAV router to be placed inside the UPS/AHu room , Scope should includes neccessary provision for Future VAVs also, the controller to be support MODBUS / BACNET. To support all VAVs,Scope includes 5 Rmt Multicore power cable with plug top , Vav router to support upto 60 VAVs . | Nos |  |  | 0
0
6 | Supply, Installation, Testing and commissioning of Duct static pressure tarnsducer, Scope includes integration of duct pressure sensors into respective VFD with suitable control cabling and suitable hardwares addition if required to integrate AHU starter panel with VFD . Scope includes necessary cabling and hardwares DPT to be for BMS compatibility ,Scope includes 5 Rmt Multicore power cable with plug top in PVC conduit | Nos |  |  | 0
0
7 | communiction Cabling | Mtr |  |  | 0
8 | Electrical point power supply | Nos |  |  | 0
9 | BMS Integration & BMS Panel | Lot |  |  | 0
| Subtotal of VAV System |  |  |  | 0

## IT Passive
Networking |  |  | Phase-1
SR-NO | Items | Unit | QTY | RATES | AMOUNT | Remark
1 | Cat6 UTP Cable (for total node 1026 . Average 60 mtr per node) | Mtr | 72120 |  | 0 | 1202 points | 950 | 67450
2 | Cat6 A UTP Cable (for total node 30. Averrage 70mtr per node) | Mtr | 1680 |  | 0 | 24 Points | 24 | 1680
3 | Cat6 I/O + Back box + Single/Dual face plate (User'e end) | Nos | 1202 |  | 0
4 | Cat6 A I/O + Back box + Dual face plate (User's end) | Nos |  |  | 0
6 | RJ45 Patch Cord, category 6, U/UTP, LSZH, Blue/Yellow/Grey Jacket (Cat6 patch cord 2 mtrs) (Server rack ) | Nos | 1202 |  | 0
7 | RJ45 Patch Cord, category 6 A, U/UTP, LSZH, Yellow/Grey/Blue Jacket (Cat6 A patch cord 2 mtrs)(for user end) | Nos |  |  | 0
8 | RJ45 Patch Cord, category 6, U/UTP, LSZH, Blue/Yellow/Grey Jacket (Cat6 patch cord 2 mtrs)( Server end) (CCTV-12,MR/CR/Manager Cabin- 109, Recp - 2, Repro-2,Access Control -16, Schdeduler- 6, Cafeteria-1 WS-802, Uplink- 12) | Nos |  |  | 0
9 | RJ45 Patch Cord, category 6 A, U/UTP, LSZH, Yellow/Blue/Grey Jacket (Cat6 A patch cord 2 mtr)( Server end) Additional for 10 UPLINK | Nos |  |  | 0
10 | 24 ports CAT6 UTP Loaded Patch Panel | Nos |  |  | 0
11 | 24 ports CAT6 A UTP Loaded Patch Panel | Nos | 50 |  | 0
12 | Cantilever for Access point 2x2 ft adjustable | Nos | 24 |  | 0
13 | 45U (Open Rack) 800 x 1000 Fully Loaded Rack with dressing Include 2 16A Unversal PDU (Vertical Cable manager with unique double hinged door on Front & Back) | Nos | 1 |  | 0
14 | 42U (Closed Rack) 800 x 1000 Fully Loaded Rack with dressing Include 2 16A Unversal PDU | Nos | 1 |  | 0
16 | Velcrow, Tie tag, Numbering, Labelling with rack dressing | Nos | 1 |  | 0
17 | Pentascan Testing for all the LAN Points | Nos | 1202 |  | 0
18 | Cantiliver for CCTV 2x2 ft adjustable | Nos | 18 |  | 0
19 | 5x5 PVC Back Box for CCTV | Nos | 55 |  | 0
Total |  |  |  |  | 0

## IT Active
Active Components :- Router, Access Points, Switches (Supply) for 8th Floor
# | Material code | Material code | UOM | Qty | Rate | Amount | Remarks
1 | Mikrotik Router | CCR2216-1G-12XS-2XQ Cloud Core Router CCR2216-1G-12XS-2XQ High-performance 100 Gbps router with 16-core ARM CPU, 16 GB RAM, 12× 25G SFP28, 2× 100G QSFP28 ports, dual hot-swap power supplies, hardware L3 offload, and RouterOS v7 (Level 6 license). Ideal for ISPs and enterprise core networks. 1G SFP(S-R-J01) : 6 Units 10G SFP(S-R-J10) : 6 Units (Suppoted upto 2500 devices) | Nos | 2 |  | 0 | This cost is for the budgetary purpose; however, we will use the existing same Mikrotik router model kept in Hyd.Raheja hub, and during the implementation, we will transfer the same to the Helios Bangalore
2 | Cisco POE Managed POE Switch C1300-48P-4G 48 | C1300-48P-4G 48 port 10/100/1000 POE + 4Port 1G SFP (Will be used for CCTV & Access Control) | Nos | 1 |  | 0
3 | Cisco NON-POE Managed Switch C1300-24T-4G 24 | C1300-24T-4G 24 port 10/100/1000 POE + 4Port 1G SFP (will be used for WAN) | Nos | 1 |  | 0 | That will used from the inventory Cisco SF300
4 | Cisco POE Managed POE Switch C1300-48PT | C1300-48T-4G 24 port 10/100/1000 POE + 4Port 1G SFP | Nos | 2 |  | 0
5 | Cisco POE Managed POE Switch C1300-24P-4G 24 | C1300-24P-4G 24 port 10/100/1000 POE + 4Port 1G SFP (Will be used for 27 Access Points) | Nos | 2 |  | 0
7 | Ruckus R750 (901-R750-WW00) with LIC-ENT-5YR | Ruckus R750 (901-R750-WW00) | Nos | 12 |  | 0
8 | Ruckus PCI Power cord, 250V 10A | MA-PWR-CORD-IN | Nos | 2 |  | 0
Total Amount | [5 empty] | 0
Note : Total DATA points are 1000 and we have considered only 2 network switch of 48 Port. We will procure the network switch as in when DATA points required at the workstation

## Loose Furniture
|  |  | PHASE-1 |  |  | PHASE-1
SL NO. | DESCRIPTION | UNIT | QTY | RATES | AMOUNT | QTY | RATES | AMOUNT
2 | Single seater sofa breakout area | Nos | 4 |  | 0 |  |  | 0
4 | Round table foe brekout area | Nos | 1 |  | 0 |  |  | 0
5 | Double Round table for breakout area | Nos |  |  | 0 |  |  | 0
6 | 3 seater Sofa- type-1 | Nos | 2 |  | 0 |  |  | 0
7 | 3 seater Sofa- type-2 with curve | Nos |  |  | 0 |  |  | 0
8 | Table 1050x450mm | Nos | 1 |  | 0 |  |  | 0
9 | Round table 450 mm | Nos | 1 |  | 0 |  |  | 0
10 | Phone booth table foldable | Nos | 4 |  | 0 |  |  | 0
11 | Phone booth chairs | Nos | 4 |  | 0 |  |  | 0
12 | poufee | Nos | 2 |  | 0 |  |  | 0
cafe Furniture
1 | Cafe chairs | Nos | 44 |  | 0 |  |  | 0
2 | Café chair sofa type | Nos | 5 |  | 0 |  |  | 0
3 | café high stool | Nos | 5 |  | 0 |  |  | 0
4 | table 1800x100 mm | Nos | 3 |  | 0 |  |  | 0
5 | table 2400x1000 mm | Nos | 2 |  | 0 |  |  | 0
6 | Table 500x500mm | Nos | 2 |  | 0 |  |  | 0
7 | High Table 1400x800mm | Nos | 2 |  | 0 |  |  | 0
8 | One side High and the other down table 4100x1000mm | Nos | 1 |  | 0 |  |  | 0
| TOTAL |  |  |  | 0 |  |  | 0

## Modular Furniture
|  |  | PHASE-1 |  |  | PHASE-2
Sr NO. | DESCRIPTION | UNIT | QTY | RATE | AMOUNT | QTY | RATE | AMOUNT | Remark
1 | 1200x600 mm Linear workstation with pedestal modesty and privacy glass panel | Nos |  |  | 0 | 1202 |  | 0
2 | 1200x600 mm Linear workstation with pedestal modesty and Fbaric glass glass panel | Nos | [5 empty] | 0
3 | 4 Pax Meeting room | Nos |  |  | 0 |  |  | 0
4 | 12 Pax Conference Room Table (4200 × 1800 mm) with Marble | Nos | 1 |  | 0
5 | 8-Pax Meeting Room Table (3300 × 1200 mm) with Corian Finish | Nos
6 | 6-Pax Meeting Room Table (2400 × 1200 mm) with Corian Finish | Nos
7 | 10-Pax Meeting Room High Table (3400 × 1200 mm) with Corian Finish | Nos
8 | 4 pax round table 900 mm dia with corion top | Nos
| TOTAL Modular |  |  |  | 0 |  |  | 0
Chairs
1 | Workstaion chairs | Nos |  |  | 0 | 1202 |  | 0
2 | Meeting room chiars | Nos |  |  | 0 |  |  | 0
3 | conference room chiars | Nos | 12 |  | 0 |  |  | 0
[5 empty] | 0 |  |  | 0
|  |  |  | 40000 | carpet
|  |  |  | 100 | meeting rooms 4 pax
10000
|  |  |  | 30000 | balance carpet
|  |  |  | 2000 | cafteria 5%
28000
35
|  |  |  | 800 | worktsiaon
|  |  |  | 400 | Meeting room chiars & 100 nos tables
|  |  |  | 16 | conference room
1500
|  |  |  | 75 | cafteria chairs | 12 high choars considered | 63
|  |  |  | 12.5 | avg cafteria table
|  |  |  | 33.3333 | number of breakout furniture ( 1200 per sq ft)
|  |  |  | 26.6667 | single seater sofa
|  |  |  | 6.6667 | table